## LOOKUP PLANTS 2025-03-10
AK Plant ID | eia_plant_id | PCE reporting ID | plant_name | OPERATOR_AK_operator Id | eia_operator_id | OPERATOR_Operator_name | INTERTIE_Current Intertie ID | INTERTIE_Current Intertie name | combined_heat_power | Grid Primary voltage (kV) | Grid Primary voltage 2 (kV) | Phases | Latitude | longitude | Notes
P251 |  | 331005 | Adak | AK-OP-088 |  | TDX Adak Generating LLC | 186-0000 | Adak_grid | FALSE | 2.4 |  |  | 51.8725 | -176.6286
P107 |  | 331750 | Atka | AK-OP-011 |  | Atka, City of | 095-0000 | Atka_grid | TRUE | 7.2 |  | 3 | 52.1961 | -174.2006
P261 |  | 332740 | Nikolski | AK-OP-096 |  | Umnak Power Company | 193-0000 | Nikolski_grid | TRUE | 7.2 |  |  | 52.9381 | -168.8678
P271 | 54305 |  | Westward Seafoods | AK-OP-128 | 20523 | Westward Seafoods Inc | 195-0000 | Unalaska_grid | TRUE | 4.16 |  | 3 | 53.8585 | -166.5529
P264 | 7503 |  | Unalaska Power Module | AK-OP-097 | 19454 | Unalaska, City of | 195-0000 | Unalaska_grid | TRUE | 4.16 |  | 3 | 53.864 | -166.5126
P291 |  | 332860 | Unalaska | AK-OP-097 | 19454 | Unalaska, City of | 195-0000 | Unalaska_grid | TRUE |  |  | 3 | 53.864 | -166.5126 | Inlcudes EIA Unalaska Power Module and Dutch Harbor
P266 | 54422 |  | Unisea G 2 | AK-OP-126 | 19553 | Unisea Inc | 195-0000 | Unalaska_grid | FALSE | 12.4 |  |  | 53.8796 | -166.5532
P263 | 7502 |  | Dutch Harbor | AK-OP-097 | 19454 | Unalaska, City of | 195-0000 | Unalaska_grid | TRUE | 4.16 |  | 3 | 53.8925 | -166.5382
P5 |  | 331040 | Akutan | AK-OP-004 |  | Akutan, City of | 004-0000 | Akutan_grid | FALSE | 7.2 |  | 3 | 54.1356 | -165.7731
P141 |  | 331970 | False Pass | AK-OP-032 |  | False Pass, City of | 113-0000 | False Pass_grid | TRUE | 7.2 |  |  | 54.8539 | -163.4088
P177 | 7493 | 332070 | King Cove | AK-OP-043 | 9897 | King Cove, City of | 131-0000 | King Cove_grid | TRUE | 0.48 |  | 3 | 55.0617 | -162.3103
P201 | 6302 |  | Purple Lake | AK-OP-108 | 12385 | Metlakatla Power & Light | 225_0000 | Metlakatla_grid | FALSE | 12.47 |  | 3 | 55.0913 | -131.545
P200 | 7168 |  | Chester Lake | AK-OP-108 | 12385 | Metlakatla Power & Light | 225_0000 | Metlakatla_grid | FALSE | 12.47 |  | 3 | 55.1169 | -131.5459
P199 | 7112 |  | Centennial | AK-OP-108 | 12385 | Metlakatla Power & Light | 225_0000 | Metlakatla_grid | FALSE | 12.47 |  | 3 | 55.1214 | -131.5603
P143 |  | 331980 | Cold Bay | AK-OP-034 |  | G & K Inc | 114-0000 | Cold Bay_grid | FALSE | 7.2 |  |  | 55.1858 | -162.7211
P23 | 423 | 331150 | Hydaburg | AK-OP-005 | 219 | Alaska Power & Telephone Company | 023-2015 | Prince of Wales Is._grid | FALSE | 2.4 |  | 3 | 55.2049 | -132.8214
P176 | 58977 |  | Whitman | AK-OP-131 | 10210 | Ketchikan Public Utilities | 217-2009 | SEAPA_grid | FALSE | 34.5 |  | 3 | 55.3281 | -131.5308
P295 | 1 | 332540 | Sand Point | AK-OP-089 | 63560 | Sand Point Generating, LLC | 187-0000 | Sand Point_grid | TRUE | 7.2 |  | 3 | 55.3397 | -160.4972
P172 | 84 |  | Ketchikan | AK-OP-131 | 10210 | Ketchikan Public Utilities | 217-2009 | SEAPA_grid | FALSE | 34.5 |  | 3 | 55.3446 | -131.6334
P173 | 85 |  | S W Bailey | AK-OP-131 | 10210 | Ketchikan Public Utilities | 217-2009 | SEAPA_grid | FALSE | 34.5 |  | 3 | 55.3574 | -131.697
P171 | 6580 |  | Beaver Falls | AK-OP-131 | 10210 | Ketchikan Public Utilities | 217-2009 | SEAPA_grid | FALSE | 34.5 |  | 3 | 55.3798 | -131.4703
P174 | 6581 |  | Silvis | AK-OP-131 | 10210 | Ketchikan Public Utilities | 217-2009 | SEAPA_grid | FALSE | 34.5 |  | 3 | 55.3814 | -131.5178
P170 | 59027 |  | Mahoney Lake Hydroelectric | AK-OP-160 | 60223 | Ketchikan Electric Company | 217-2009 | SEAPA_grid | FALSE | 34.5 |  | 3 | 55.4194 | -131.5378
P15 | 7752 |  | Black Bear Lake | AK-OP-005 | 219 | Alaska Power & Telephone Company | 023-2015 | Prince of Wales Is._grid | FALSE | 34.5 |  | 3 | 55.4765 | -133.1477 | Included in PCE reporting as "Purchased Power"
P20 | 421 | 331090 | Craig | AK-OP-005 | 219 | Alaska Power & Telephone Company | 023-2015 | Prince of Wales Is._grid | FALSE | 12.47 |  | 3 | 55.4769 | -133.1487
P21 | 56146 |  | False Island | AK-OP-005 | 219 | Alaska Power & Telephone Company | 023-2015 | Prince of Wales Is._grid | FALSE | 12.47 |  | 3 | 55.4892 | -133.1345
P19 | 56147 |  | Viking | AK-OP-005 | 219 | Alaska Power & Telephone Company | 023-2015 | Prince of Wales Is._grid | FALSE | 12.47 |  | 3 | 55.5407 | -133.1023
P24 | 61684 |  | Klawock Power Generation Station | AK-OP-005 | 219 | Alaska Power & Telephone Company | 023-2015 | Prince of Wales Is._grid | FALSE | 12.47 |  | 3 | 55.5532 | -133.0854
P18 | 56265 |  | South Fork | AK-OP-005 | 219 | Alaska Power & Telephone Company | 023-2015 | Prince of Wales Is._grid | FALSE | 34.5 |  | 3 | 55.5633 | -132.8911 | Included in PCE reporting as "Purchased Power"
P175 | 70 |  | Swan Lake | AK-OP-131 | 10210 | Ketchikan Public Utilities | 217-2009 | SEAPA_grid | FALSE | 115 | 115 | 3 | 55.6152 | -131.3561
P28 | 7414 | 331210 | Thorne Bay Plant | AK-OP-005 | 219 | Alaska Power & Telephone Company | 023-2015 | Prince of Wales Is._grid | FALSE | 4.16 |  | 3 | 55.6859 | -132.5289
P43 | 7792 | 331170 | Naukati Bay | AK-OP-005 | 219 | Alaska Power & Telephone Company | 023-2015 | Prince of Wales Is._grid | FALSE | 7.2 |  | 3 | 55.8808 | -133.195
P211 |  | 332470 | Perryville | AK-OP-073 |  | Native Village of Perryville | 155-0000 | Perryville_grid | TRUE | 7.2 |  | 3 | 55.9128 | -159.1456
P212 |  | 332320 | Nelson Lagoon | AK-OP-063 |  | Nelson Lagoon Electrical Coop | 156-0000 | Nelson Lagoon_grid | FALSE | 7.2 |  | 3 | 56.0019 | -161.2028
P33 | 7342 | 331080 | Coffman Cove | AK-OP-005 | 219 | Alaska Power & Telephone Company | 023-2015 | Prince of Wales Is._grid | FALSE | 2.4 |  | 3 | 56.0139 | -132.8278
P40 | 7753 | 331230 | Whale Pass | AK-OP-005 | 219 | Alaska Power & Telephone Company | 213-0000 | Whale_Pass_grid | FALSE | 2.4 |  | 3 | 56.1153 | -133.1208
P244 | 61166 |  | Tyee Lake Hydroelectric Facility | AK-OP-124 | 60770 | Southeast Alaska Power Agency | 217-2009 | SEAPA_grid | FALSE | 69 | 115 | 3 | 56.2164 | -131.5043
P116 |  | 331870 | Chignik Lagoon | AK-OP-023 |  | Chignik Lagoon Power Utility | 102-0000 | Chignik Lagoon_grid | TRUE | 7.2 |  | 3 | 56.31 | -158.5314
P273 | 95 |  | Wrangell | AK-OP-135 | 21015 | Wrangell, City of | 217-2009 | SEAPA_grid | TRUE | 12.47 |  | 3 | 56.461 | -132.3794
P237 |  | 332550 | Saint George | AK-OP-082 |  | Saint George, City of | 179-0000 | Saint George_grid | TRUE | 7.2 |  | 3 | 56.6 | -169.5417
P229 | 91 |  | Blind Slough | AK-OP-110 | 14856 | Petersburg, City of | 217-2009 | SEAPA_grid | FALSE | 24.9 |  | 3 | 56.811 | -132.9571
P2 |  | 331010 | Akhiok | AK-OP-001 |  | Akhiok, City of | 001-0000 | Akhiok_grid | FALSE | 7.2 |  | 3 | 56.9456 | -154.1703
P232 |  | 332500 | Port Heiden | AK-OP-077 |  | Port Heiden Utilities | 175-0000 | Port Heiden_grid | TRUE | 7.2 |  | 3 | 56.9484 | -158.629
P165 | 7464 | 332680 | Kake | AK-OP-041 | 18963 | Inside Passage Electric | 129-0000 | Kake_grid | FALSE | 12.47 |  | 3 | 56.963 | -133.9226
P241 | 313 |  | Green Lake | AK-OP-130 | 17271 | Sitka, City & Borough of | 219-0000 | Sitka_grid | FALSE | 69 |  | 3 | 56.9863 | -135.1227
P242 | 6801 |  | Jarvis Street | AK-OP-130 | 17271 | Sitka, City & Borough of | 219-0000 | Sitka_grid | FALSE | 69 |  | 3 | 57.0497 | -135.3128
P240 | 93 |  | Blue Lake Hydro | AK-OP-130 | 17271 | Sitka, City & Borough of | 219-0000 | Sitka_grid | FALSE | 69 |  | 3 | 57.0516 | -135.2297
P280 | 7333 |  | Blue Lake Fish Valve | AK-OP-130 | 17271 | Sitka City of & Borough of | 219-0000 | Sitka_grid | FALSE | 69 |  | 3 | 57.0516 | -135.2297
P238 |  | 332560 | Saint Paul | AK-OP-083 |  | Saint Paul Municipal Electric | 180-0000 | Saint Paul_grid | TRUE | 7.2 |  | 3 | 57.1222 | -170.275
P252 |  |  | Saint Paul Wind | AK-OP-155 |  | TDX St. Paul Wind | 180-0000 | Saint Paul_grid | FALSE | 7.2 |  | 3 | 57.1222 | -170.275
P91 | 6557 | 331540 | Old Harbor | AK-OP-006 | 221 | Alaska Village Electric Cooperative | 069-0000 | Old Harbor_grid | FALSE | 7.2 |  | 3 | 57.2028 | -153.3039
P163 | 7462 | 332650 | Angoon | AK-OP-041 | 18963 | Inside Passage Electric | 125-0000 | Angoon_grid | TRUE | 12.47 |  | 3 | 57.4992 | -134.5861
P193 |  | 332170 | Larsen Bay | AK-OP-052 |  | Larsen Bay Utility Company | 139-0000 | Larsen Bay_grid | TRUE | 7.2 |  |  | 57.5385 | -153.9784
P230 |  | 332480 | Pilot Point | AK-OP-074 |  | Pilot Point Electric Utility | 173-0000 | Pilot Point_grid | TRUE | 7.2 |  | 3 | 57.5642 | -157.5792
P100 |  | 331740 | Karluk | AK-OP-007 |  | Alutiiq Power Company | 092-0000 | Karluk_grid | FALSE | 7.2 |  | 3 | 57.5702 | -154.4543
P187 | 71 |  | Terror Lake Microgrid | AK-OP-106 | 10433 | Kodiak Electric Assn Inc | 223-0000 | Kodiak_grid | FALSE | 138 |  | 3 | 57.6861 | -152.895
P183 | 7723 |  | Nymans Plant Microgrid | AK-OP-106 | 10433 | Kodiak Electric Assn Inc | 223-0000 | Kodiak_grid | FALSE | 67 |  | 3 | 57.7316 | -152.507
P186 | 60250 |  | Swampy Acres Microgrid | AK-OP-106 | 10433 | Kodiak Electric Assn Inc | 223-0000 | Kodiak_grid | FALSE | 12.47 |  | 3 | 57.7756 | -152.4803
P181 | 60563 |  | Flywheel Energy Storage System Microgrid | AK-OP-106 | 10433 | Kodiak Electric Assn Inc | 223-0000 | Kodiak_grid | FALSE | 12.47 |  | 3 | 57.7801 | -152.4438
P256 |  | 332630 | Tenakee Springs | AK-OP-092 |  | Tenakee Springs, City of | 189-0000 | Tenakee Springs_grid | FALSE | 7.2 |  | 3 | 57.7808 | -135.2189
P184 | 57187 |  | Pillar Mountain Wind Project Microgrid | AK-OP-106 | 10433 | Kodiak Electric Assn Inc | 223-0000 | Kodiak_grid | FALSE | 69 |  | 3 | 57.7869 | -152.4406
P182 | 6281 |  | Kodiak Microgrid | AK-OP-106 | 10433 | Kodiak Electric Assn Inc | 223-0000 | Kodiak_grid | FALSE | 67 |  | 3 | 57.79 | -152.397
P180 | 58405 |  | ESS Battery Microgrid | AK-OP-106 | 10433 | Kodiak Electric Assn Inc | 223-0000 | Kodiak_grid | FALSE | 12.47 |  | 3 | 57.7992 | -152.4042
P185 | 6282 |  | Port Lions Microgrid | AK-OP-106 | 10433 | Kodiak Electric Assn Inc | 223-0000 | Kodiak_grid | FALSE | 12.47 |  | 3 | 57.8648 | -152.8554
P225 |  | 332440 | Ouzinkie | AK-OP-070 |  | Ouzinkie, City of | 170-0000 | Ouzinkie_grid | FALSE | 7.2 |  | 3 | 57.9236 | -152.5022
P294 | 60588 |  | Sweetheart Lake Hydroelectric Facility | AK-OP-183 | 60349 | Juneau Hydropower, Inc | 222-0000 | Juneau_grid | FALSE |  |  |  | 57.9449 | -133.6867 | Proposed. Not operational
P228 | 6702 | 332460 | Pelican | AK-OP-072 | 29297 | Pelican Utility | 172-0000 | Pelican_grid | FALSE | 2.4 |  | 3 | 57.9572 | -136.2201
P164 | 7463 | 332670 | Hoonah | AK-OP-041 | 18963 | Inside Passage Electric | 128-0000 | Hoonah_grid | TRUE | 12.47 |  | 3 | 58.1064 | -135.4307
P13 | 78 |  | Snettisham | AK-OP-133 | 213 | Alaska Electric Light & Power Company | 222-0000 | Juneau_grid | FALSE | 138 |  | 3 | 58.1415 | -133.737 | Owned by AIDEA. Operated by AEL&P
P140 |  | 331960 | Elfin Cove | AK-OP-031 |  | Elfin Cove Utility Commission | 112-0000 | Elfin Cove_grid | TRUE | 2.4 |  |  | 58.1944 | -136.3433
P139 | 7180 | 331940 | Egegik | AK-OP-029 | 5553 | Egegik Light & Power Co | 111-0000 | Egegik_grid | TRUE | 7.2 |  | 3 | 58.2156 | -157.3758
P10 | 57085 |  | Lake Dorothy Hydroelectric Project | AK-OP-133 | 213 | Alaska Electric Light & Power Company | 222-0000 | Juneau_grid | FALSE | 138 |  | 3 | 58.2325 | -134.0533
P8 | 63 |  | Gold Creek | AK-OP-133 | 213 | Alaska Electric Light & Power Company | 222-0000 | Juneau_grid | FALSE | 12 |  | 3 | 58.3107 | -134.4174
P6 | 62 |  | Annex Creek | AK-OP-133 | 213 | Alaska Electric Light & Power Company | 222-0000 | Juneau_grid | FALSE | 23 |  | 3 | 58.3176 | -134.101
P12 | 65 |  | Salmon Creek 1 | AK-OP-133 | 213 | Alaska Electric Light & Power Company | 222-0000 | Juneau_grid | FALSE | 69 |  | 3 | 58.3269 | -134.4631
P11 | 64 |  | Lemon Creek | AK-OP-133 | 213 | Alaska Electric Light & Power Company | 222-0000 | Juneau_grid | FALSE | 69 |  | 3 | 58.3536 | -134.4953
P9 | 59793 |  | Industrial Plant | AK-OP-133 | 213 | Alaska Electric Light & Power Company | 222-0000 | Juneau_grid | FALSE | 69 |  | 3 | 58.3676 | -134.608
P7 | 7250 |  | Auke Bay | AK-OP-133 | 213 | Alaska Electric Light & Power Company | 222-0000 | Juneau_grid | FALSE | 69 |  | 3 | 58.3875 | -134.6446
P35 | 65767 | 332010 | Gustavus | AK-OP-005 | 219 | Alaska Power & Telephone Company | 118-0000 | Gustavus_grid | FALSE | 7.2 |  | 3 | 58.4133 | -135.7369
P207 | 6301 | 332280 | Naknek | AK-OP-059 | 13201 | Naknek Electric Association | 150-0000 | Naknek_grid | TRUE | 7.2 |  | 3 | 58.7304 | -157.0072
P196 |  | 332210 | Manokotak | AK-OP-056 |  | Manokotak Power Company | 142-0000 | Manokotak_grid | TRUE | 7.2 |  | 3 | 58.9814 | -159.0583
P231 |  | 332490 | Platinum | AK-OP-075 |  | Platinum, City of | 174-0000 | Platinum_grid | TRUE |  |  | 3 | 59.0131 | -161.8164
P224 | 109 | 332430 | Dillingham | AK-OP-069 | 13870 | Nushagak Electric Cooperative | 169-0000 | Dillingham_grid | TRUE | 12 |  | 3 | 59.0429 | -158.4686
P75 | 6348 | 331690 | Togiak | AK-OP-006 | 221 | Alaska Village Electric Cooperative | 086-2020 | Togiak_grid | TRUE | 12.5 |  | 3 | 59.0597 | -160.3803
P260 |  | 332730 | Twin Hills | AK-OP-006 | 221 | Alaska Village Electric Cooperative | 086-2020 | Togiak_grid | FALSE |  |  |  | 59.0792 | -160.275
P194 |  | 332180 | Levelock | AK-OP-053 |  | Levelock Electrical Coop | 140-0000 | Levelock_grid | TRUE | 7.2 |  | 3 | 59.115 | -156.8567
P82 | 6316 | 331330 | Goodnews Bay | AK-OP-006 | 221 | Alaska Village Electric Cooperative | 047-0000 | Goodnews Bay_grid | TRUE | 7.2 |  | 3 | 59.1189 | -161.5875
P22 | 69 | 331120 | Haines | AK-OP-005 | 219 | Alaska Power & Telephone Company | 032-1998 | UpperLynnCanal_grid | FALSE | 12.47 |  | 3 | 59.2359 | -135.4462 | PCE reporting includes diesel and hydro generation
P161 |  | 332040 | Igiugig | AK-OP-039 |  | Igiugig Electric Company | 121-0000 | Igiugig_grid | TRUE | 7.2 |  | 3 | 59.3278 | -155.8947
P42 |  |  | Lutak | AK-OP-005 | 219 | Alaska Power & Telephone Company | 032-1998 | UpperLynnCanal_grid | FALSE | 7.2 |  | 3 | 59.3411 | -135.5656 | Included in PCE reporting as "Purchased Power"
P17 | 56542 |  | Kasidaya Creek Hydro | AK-OP-005 | 219 | Alaska Power & Telephone Company | 032-1998 | UpperLynnCanal_grid | FALSE | 34.5 |  | 3 | 59.4072 | -135.3408 | Included in PCE reporting as "Purchased Power"
P158 | 6283 |  | Seldovia | AK-OP-105 | 19558 | Homer Electric Assn Inc | 215-1985 | Railbelt_grid | FALSE | 12.4 |  | 3 | 59.4395 | -151.7134
P188 |  | 332100 | Kokhanok | AK-OP-046 |  | Kokhanok Village Council | 134-0000 | Kokhanok_grid | TRUE | 7.2 |  | 3 | 59.4416 | -154.7551
P61 | 6334 | 331480 | New Stuyahok | AK-OP-006 | 221 | Alaska Village Electric Cooperative | 065-0000 | New Stuyahok_grid | TRUE | 12.5 |  | 3 | 59.4484 | -157.3255
P61 | 60245 | 331480 | New Stuyahok | AK-OP-006 | 221 | Alaska Village Electric Cooperative | 065-0000 | New Stuyahok_grid | TRUE | 12.5 |  | 3 | 59.4484 | -157.3255
P41 |  |  | Dewey Lakes | AK-OP-005 | 219 | Alaska Power & Telephone Company | 032-1998 | UpperLynnCanal_grid | FALSE |  |  | 3 | 59.4511 | -135.3081 | Included in PCE reporting as "Purchased Power"
P26 | 66 | 331190 | Skagway | AK-OP-005 | 219 | Alaska Power & Telephone Company | 032-1998 | UpperLynnCanal_grid | FALSE | 2.4 |  | 3 | 59.4545 | -135.3131 | PCE reporting includes diesel and hydro generation
P16 | 7751 |  | Goat Lake Hydro | AK-OP-005 | 219 | Alaska Power & Telephone Company | 032-1998 | UpperLynnCanal_grid | FALSE | 34.5 |  | 3 | 59.5357 | -135.2123 | Included in PCE reporting as "Purchased Power"
P78 | 6637 | 332900 | Yakutat | AK-OP-006 | 221 | Alaska Village Electric Cooperative | 091-0000 | Yakutat_grid | TRUE | 4.16 |  | 3 | 59.5446 | -139.7243
P213 |  | 332110 | Koliganek | AK-OP-064 |  | New Koliganek Village Council | 157-0000 | Koliganek_grid | TRUE | 7.2 |  | 3 | 59.7286 | -157.2844
P66 | 6337 | 331570 | Quinhagak | AK-OP-006 | 221 | Alaska Village Electric Cooperative | 071-0000 | Quinhagak_grid | TRUE | 13.47 |  | 3 | 59.7474 | -161.9106
P66 | 57057 | 331570 | Quinhagak | AK-OP-006 | 221 | Alaska Village Electric Cooperative | 071-0000 | Quinhagak_grid | TRUE | 13.47 |  | 3 | 59.7474 | -161.9106
P156 | 7367 |  | Bradley Lake | AK-OP-105 | 19558 | Homer Electric Assn Inc | 215-1985 | Railbelt_grid | FALSE | 115 |  | 3 | 59.7786 | -150.9401
P227 |  | 332450 | Pedro Bay | AK-OP-071 |  | Pedro Bay Village Council | 171-0000 | Pedro Bay_grid | TRUE | 7.2 |  | 3 | 59.7872 | -154.1061
P192 |  | 332160 | Kwigillingok | AK-OP-051 |  | Kwigillingok Power Company | 138-0000 | Kwigillingok_grid | TRUE | 7.2 |  | 3 | 59.8639 | -163.1332
P233 |  | 332510 | Kongiganak | AK-OP-078 |  | Puvurnaq Power Company | 176-0000 | Kongiganak_grid | TRUE | 7.2 |  | 3 | 59.88 | -163.054
P162 | 7183 | 332050 | Newhalen | AK-OP-040 | 9188 | I-N-N Electric Coop, Inc | 123-1983 | Newhalen_grid | TRUE | 2.5 |  | 3 | 59.8991 | -154.6987
P178 |  | 332080 | Kipnuk | AK-OP-044 |  | Kipnuk Light Plant | 132-0000 | Kipnuk_grid |  | 7.2 |  | 3 | 59.9389 | -164.0414
P115 |  | 331850 | Chenega Bay | AK-OP-020 |  | Chenega Ira Council | 101-0000 | Chenega_grid | TRUE | 7.2 |  | 3 | 60.0657 | -148.0104
P239 | 92 |  | Seward | AK-OP-111 | 16955 | Seward, City of | 215-1985 | Railbelt_grid | FALSE | 150 |  | 3 | 60.1309 | -149.435
P210 |  | 332310 | Chefornak | AK-OP-062 |  | Naterkaq Light Plant (City of Chefornak) | 154-0000 | Chefornak_grid | TRUE | 7.2 |  | 3 | 60.16 | -164.2658
P248 |  | 332590 | Port Alsworth | AK-OP-085 |  | Tanalian Electric Cooperative | 183-0000 | Port Alsworth_grid | TRUE | 7.2 |  | 3 | 60.2025 | -154.3128
P80 | 6312 | 331290 | Eek | AK-OP-006 | 221 | Alaska Village Electric Cooperative | 041-0000 | Eek_grid | TRUE | 7.2 |  | 1 | 60.2189 | -162.0244
P259 |  | 332720 | Tuntutuliak | AK-OP-094 |  | Tuntutuliak Community | 191-0000 | Tuntutuliak_grid | TRUE | 7.2 |  | 3 | 60.3431 | -162.6631
P87 | 6327 | 331450 | Mekoryuk | AK-OP-006 | 221 | Alaska Village Electric Cooperative | 062-0000 | Mekoryuk_grid | TRUE | 7.2 |  | 3 | 60.3881 | -166.185
P121 | 6291 |  | Cooper Lake | AK-OP-132 | 3522 | Chugach Electric Assn Inc | 215-1985 | Railbelt_grid | FALSE | 69 |  | 3 | 60.3923 | -149.6656
P89 |  | 331490 | Nightmute | AK-OP-006 | 221 | Alaska Village Electric Cooperative | 088-2008 | Toksook Bay_grid | FALSE | 7.2 |  | 1 | 60.4794 | -164.7239
P159 | 4252 |  | Soldotna | AK-OP-170 | 288 | Alaska Electric G & T Coop Inc | 215-1985 | Railbelt_grid | FALSE | 115 |  | 3 | 60.4994 | -150.9972
P159 | 57206 |  | Soldotna | AK-OP-105 | 19558 | Homer Electric Assn Inc | 215-1985 | Railbelt_grid | FALSE | 115 |  | 3 | 60.4994 | -150.9972
P76 | 6349 | 331700 | Toksook Bay | AK-OP-006 | 221 | Alaska Village Electric Cooperative | 088-2008 | Toksook Bay_grid | TRUE | 13.47 |  | 3 | 60.5301 | -165.1086
P76 | 57067 | 331700 | Toksook Bay | AK-OP-006 | 221 | Alaska Village Electric Cooperative | 088-2008 | Toksook Bay_grid | TRUE | 13.47 |  | 3 | 60.5301 | -165.1086
P131 | 62714 |  | Eyak Service Center BESS | AK-OP-027 | 40215 | Cordova Electric Cooperative | 014-1990 | Cordova_grid | FALSE | 13 |  | 3 | 60.5405 | -145.7408
P133 | 789 |  | Orca | AK-OP-027 | 40215 | Cordova Electric Cooperative | 014-1990 | Cordova_grid | FALSE | 13 |  | 3 | 60.5559 | -145.753
P292 |  | 331920 | Cordova, Eyak | AK-OP-027 | 40215 | Cordova Electric Cooperative | 014-1990 | Cordova_grid | FALSE | 13 |  | 3 | 60.5559 | -145.753 | Includes EIA: Orca, Humpback Creek, Power Creek, Eyak Service Center BESS
P97 | 6350 | 331710 | Tununak | AK-OP-006 | 221 | Alaska Village Electric Cooperative | 088-2008 | Toksook Bay_grid | FALSE | 7.2 |  | 1 | 60.5851 | -165.2555
P134 | 7862 |  | Power Creek | AK-OP-027 | 40215 | Cordova Electric Cooperative | 014-1990 | Cordova_grid | FALSE | 13 |  | 3 | 60.5887 | -145.6045
P132 | 7042 |  | Humpback Creek | AK-OP-027 | 40215 | Cordova Electric Cooperative | 014-1990 | Cordova_grid | FALSE | 13 |  | 3 | 60.6128 | -145.6794
P1 | 54452 |  | Agrium Kenai Nitrogen Operations | AK-OP-121 | 179 | Agrium US Inc | 215-1985 | Railbelt_grid | FALSE | 24.8 |  | 3 | 60.6732 | -151.3784
P157 | 55966 |  | Nikiski Co-Generation | AK-OP-105 | 19558 | Homer Electric Assn Inc | 215-1985 | Railbelt_grid | FALSE | 115 |  | 3 | 60.6765 | -151.3777
P257 | 52184 |  | Tesoro Kenai Cogeneration Plant | AK-OP-125 | 18617 | Tesoro Alaska Company | 215-1985 | Railbelt_grid | TRUE | 25 |  | 3 | 60.677 | -151.3815
P155 | 6292 |  | Bernice Lake | AK-OP-105 | 19558 | Homer Electric Assn Inc | 215-1985 | Railbelt_grid | FALSE | 69 | 115 | 3 | 60.6935 | -151.3874
P209 |  | 332300 | Napaskiak | AK-OP-061 |  | Napaskiak Electric Utility | 153-0000 | Napaskiak_grid | FALSE | 7.2 |  | 3 | 60.7081 | -161.7661
P47 | 6566 | 331800 | Bethel | AK-OP-006 | 221 | Alaska Village Electric Cooperative | 034-1988 | Bethel_grid | FALSE | 2.4 |  | 3 | 60.7897 | -161.7878
P191 |  | 332150 | Kwethluk | AK-OP-050 |  | Kwethluk Incorporated d/b/a Kuiggluum Kallugvia | 137-0000 | Kwethluk_grid | TRUE | 7.2 |  | 3 | 60.8122 | -161.4358
P250 |  | 332610 | Tatitlek | AK-OP-087 |  | Tatitlek Village Ira Council | 185-0000 | Tatitlek_grid | TRUE |  |  |  | 60.8647 | -146.6786
P108 |  | 331780 | Atmautluak | AK-OP-012 |  | Atmautluak Tribal Utilities | 096-0000 | Atmautluak_grid | TRUE | 7.2 |  | 3 | 60.8669 | -162.2731
P54 | 57066 | 331390 | Kasigluk | AK-OP-006 | 221 | Alaska Village Electric Cooperative | 055-0000 | Kasigluk_grid | TRUE | 13.47 |  | 3 | 60.8731 | -162.5197
P64 | 6333 | 331530 | Nunapitchuk | AK-OP-006 | 221 | Alaska Village Electric Cooperative | 204-0000 | Nunapitchuk_grid | FALSE | 12.5 |  | 3 | 60.8959 | -162.4598
P3 |  | 331020 | Akiachak | AK-OP-003 |  | Akiachak Native Community | 002-0000 | Akiachak_grid | TRUE | 7.2 |  |  | 60.9094 | -161.4314
P4 |  | 331030 | Akiak | AK-OP-002 |  | Akiak City Council | 003-0000 | Akiak_grid | TRUE | 7.2 |  | 3 | 60.9122 | -161.2139
P265 |  | 332870 | Newtok | AK-OP-099 |  | Ungusraq Power Company | 196-0000 | Newtok_grid | TRUE | 7.2 |  | 3 | 60.9428 | -164.6294
P128 | 390 |  | Solomon Gulch | AK-OP-103 | 4329 | Copper Valley Elec Assn Inc | 216-1982 | CopperValley_grid | FALSE | 14.4 | 138 | 3 | 61.0828 | -146.3033
P130 | 7841 |  | Valdez Cogen | AK-OP-103 | 4329 | Copper Valley Elec Assn Inc | 216-1982 | CopperValley_grid | TRUE | 14.4 | 138 | 3 | 61.0839 | -146.2529
P126 | 58982 |  | Allison Creek Hydro | AK-OP-103 | 4329 | Copper Valley Elec Assn Inc | 216-1982 | CopperValley_grid | FALSE | 14.4 | 138 | 3 | 61.0844 | -146.3533
P258 |  | 332710 | Tuluksak | AK-OP-093 |  | Tuluksak Traditional | 190-0000 | Tuluksak_grid | FALSE | 7.2 |  | 3 | 61.1025 | -160.9617
P142 | 58425 |  | Fire Island Wind | AK-OP-115 | 58422 | Fire Island Wind LLC | 215-1985 | Railbelt_grid | FALSE | 34.5 |  | 3 | 61.13 | -150.2436
P129 | 6306 |  | Valdez | AK-OP-103 | 4329 | Copper Valley Elec Assn Inc | 216-1982 | CopperValley_grid | FALSE | 138 | 14.4 | 3 | 61.1303 | -146.3647
P123 | 57036 |  | Southcentral Power Project | AK-OP-132 | 3522 | Chugach Electric Assn Inc | 215-1985 | Railbelt_grid | FALSE | 138 |  | 3 | 61.1674 | -149.9053
P122 | 6293 |  | International | AK-OP-132 | 3522 | Chugach Electric Assn Inc | 215-1985 | Railbelt_grid | FALSE | 138 |  | 3 | 61.169 | -149.911
P120 | 96 |  | Beluga | AK-OP-132 | 3522 | Chugach Electric Assn Inc | 215-1985 | Railbelt_grid | FALSE | 138 |  | 3 | 61.1861 | -151.0356
P101 | 75 |  | Anchorage 1 | AK-OP-132 | 3522 | Chugach Electric Assn Inc | 215-1985 | Railbelt_grid | FALSE | 115 |  | 3 | 61.2221 | -149.8661
P103 | 6559 |  | George M Sullivan Generation Plant 2 | AK-OP-132 | 3522 | Chugach Electric Assn Inc | 215-1985 | Railbelt_grid | FALSE | 115 |  | 3 | 61.2297 | -149.7167
P138 | 58380 |  | JBER Landfill Gas Power Plant | AK-OP-122 | 58368 | Doyon Utilities LLC | 215-1985 | Railbelt_grid | FALSE | 34.5 |  | 3 | 61.286 | -149.61
P195 |  | 332190 | Lime Village | AK-OP-054 |  | Lime Village Electric Utility | 141-0000 | Lime Village_grid | FALSE |  |  |  | 61.3564 | -155.4356
P197 | 58989 |  | Eklutna Generation Station | AK-OP-107 | 11824 | Matanuska Electric Association | 215-1985 | Railbelt_grid | FALSE | 115 |  | 3 | 61.4578 | -149.3514
P102 | 77 |  | Eklutna Hydro Project | AK-OP-175 |  | Municipality of Anchorage d/b/a Anchorage Hydropower | 215-1985 | Railbelt_grid | FALSE | 115 |  | 3 | 61.4752 | -149.1501
P119 |  | 331890 | Chitina | AK-OP-024 |  | Chitina Electric Inc | 105-0000 | Chitina_grid | TRUE | 7.2 |  | 3 | 61.5158 | -144.4369
P49 | 6311 | 331280 | Chevak | AK-OP-006 | 221 | Alaska Village Electric Cooperative | 040-0000 | Chevak_grid | TRUE | 12.5 |  | 3 | 61.5253 | -165.5902
P77 | 57054 | 331720 | Upper Kalskag | AK-OP-006 | 221 | Alaska Village Electric Cooperative | 052-2005 | Upper Kalskag_grid | FALSE | 13.47 |  | 3 | 61.5269 | -160.3481
P53 | 6319 | 331360 | Hooper Bay | AK-OP-006 | 221 | Alaska Village Electric Cooperative | 050-0000 | Hooper Bay_grid | TRUE | 12.5 |  | 3 | 61.5309 | -166.1019
P202 |  | 332230 | Chuathbaluk | AK-OP-058 |  | Middle Kuskokwim Electric | 144-0000 | Chuathbaluk_grid | FALSE | 7.2 |  | 3 | 61.5719 | -159.245
P105 | 7182 | 331760 | Aniak | AK-OP-009 | 4959 | Aniak Light & Power | 093-0000 | Aniak_grid | FALSE | 2.4 |  | 3 | 61.5807 | -159.5356
P235 | 66887 |  | Houston Solar | AK-OP-151 | 65807 | Energy 49, LLC | 215-1985 | Railbelt_grid | FALSE | 24.9 |  | 3 | 61.59 | -149.79
P205 |  | 332260 | Sleetmute | AK-OP-058 |  | Middle Kuskokwim Electric | 147-0000 | Sleetmute_grid | TRUE | 7.2 |  | 3 | 61.7025 | -157.1697
P204 |  | 332250 | Red Devil | AK-OP-058 |  | Middle Kuskokwim Electric | 146-0000 | Red Devil_grid | FALSE | 7.2 |  |  | 61.7611 | -157.3125
P206 |  | 332270 | Stony River | AK-OP-058 |  | Middle Kuskokwim Electric | 148-0000 | Stony River_grid | TRUE | 7.2 |  | 3 | 61.7831 | -156.5881
P93 | 7049 | 331580 | Russian Mission | AK-OP-006 | 221 | Alaska Village Electric Cooperative | 072-0000 | Russian Mission_grid | TRUE | 7.2 |  | 3 | 61.785 | -161.3203
P69 | 6342 | 331600 | Scammon Bay | AK-OP-006 | 221 | Alaska Village Electric Cooperative | 077-0000 | Scammon Bay_grid | TRUE | 13.47 |  | 3 | 61.843 | -165.5815
P69 | 57056 | 331600 | Scammon Bay | AK-OP-006 | 221 | Alaska Village Electric Cooperative | 077-0000 | Scammon Bay_grid | TRUE | 13.47 |  | 3 | 61.843 | -165.5815
P203 |  | 332240 | Crooked Creek | AK-OP-058 |  | Middle Kuskokwim Electric | 145-0000 | Crooked Creek_grid | TRUE | 7.2 |  | 3 | 61.87 | -158.1108
P59 | 6326 | 331440 | Marshall | AK-OP-006 | 221 | Alaska Village Electric Cooperative | 061-0000 | Marshall_grid | TRUE | 12.5 |  | 3 | 61.8782 | -162.0851
P59 | 60244 | 331440 | Marshall | AK-OP-006 | 221 | Alaska Village Electric Cooperative | 061-0000 | Marshall_grid | TRUE | 12.5 |  | 3 | 61.8782 | -162.0851
P65 | 6335 | 331550 | Pilot Station | AK-OP-006 | 221 | Alaska Village Electric Cooperative | 070-0000 | Pilot Station_grid | TRUE | 13.47 |  | 3 | 61.9365 | -162.8807
P65 | 57058 | 331550 | Pilot Station | AK-OP-006 | 221 | Alaska Village Electric Cooperative | 070-0000 | Pilot Station_grid | TRUE | 13.47 |  | 3 | 61.9365 | -162.8807
P67 | 6338 | 331660 | Saint Mary's | AK-OP-006 | 221 | Alaska Village Electric Cooperative | 075-2020 | Saint Mary's_grid | TRUE | 12.5 |  | 3 | 62.0515 | -163.1726
P60 | 6329 | 331470 | Mountain Village | AK-OP-006 | 221 | Alaska Village Electric Cooperative | 075-2020 | Saint Mary's_grid | FALSE | 12.5 |  | 3 | 62.0856 | -163.7291
P127 | 6305 |  | Glennallen | AK-OP-103 | 4329 | Copper Valley Elec Assn Inc | 216-1982 | CopperValley_grid | FALSE | 138 | 14.4 | 3 | 62.1104 | -145.5325
P84 | 6318 | 331350 | Holy Cross | AK-OP-006 | 221 | Alaska Village Electric Cooperative | 049-0000 | Holy Cross_grid | FALSE | 7.2 |  | 3 | 62.1994 | -159.7714
P223 |  | 332420 | Nunam Iqua | AK-OP-068 |  | Nunam Iqua Electric Company | 167-0000 | Nunam Iqua_grid | TRUE | 7.2 |  | 3 | 62.5336 | -164.8411
P32 | 7332 | 331070 | Chistochina | AK-OP-005 | 219 | Alaska Power & Telephone Company | 026-2011 | Slana_grid | FALSE | 7.2 |  |  | 62.565 | -144.6647
P27 | 61685 | 331195 | Slana Generating Station | AK-OP-005 | 219 | Alaska Power & Telephone Company | 026-2011 | Slana_grid | TRUE | 12.47 |  | 3 | 62.5928 | -143.5889
P79 | 6310 | 331260 | Anvik | AK-OP-006 | 221 | Alaska Village Electric Cooperative | 036-0000 | Anvik_grid | TRUE | 7.2 |  | 3 | 62.6561 | -160.2067
P94 | 6343 | 331620 | Shageluk | AK-OP-006 | 221 | Alaska Village Electric Cooperative | 079-0000 | Shageluk_grid | FALSE | 7.2 |  | 1 | 62.6822 | -159.5619
P45 | 6308 | 331240 | Alakanuk | AK-OP-006 | 221 | Alaska Village Electric Cooperative | 218-0000 | Alakanuk_grid | FALSE | 13.47 |  | 3 | 62.6833 | -164.6544
P45 | 57053 | 331240 | Alakanuk | AK-OP-006 | 221 | Alaska Village Electric Cooperative | 218-0000 | Alakanuk_grid | FALSE | 13.47 |  | 3 | 62.6833 | -164.6544
P51 | 6314 | 331310 | Emmonak | AK-OP-006 | 221 | Alaska Village Electric Cooperative | 045-0000 | Emmonak_grid | TRUE | 12.5 |  | 3 | 62.7777 | -164.5315
P83 | 6317 | 331340 | Grayling | AK-OP-006 | 221 | Alaska Village Electric Cooperative | 048-0000 | Grayling_grid | FALSE | 7.2 |  | 0 | 62.9036 | -160.0647
P38 | 7341 | 331160 | Mentasta Lake | AK-OP-005 | 219 | Alaska Power & Telephone Company | 026-2011 | Slana_grid | FALSE |  |  | 3 | 62.9316 | -143.7927
P198 | 6555 | 332220 | McGrath | AK-OP-057 | 12119 | Mcgrath Light & Power | 143-0000 | McGrath_grid | TRUE | 2.4 |  | 3 | 62.957 | -155.595
P25 | 7169 | 331180 | Northway | AK-OP-005 | 219 | Alaska Power & Telephone Company | 012-0000 | Northway_grid | FALSE | 14.4 |  |  | 62.9617 | -141.9372
P247 |  | 332580 | Takotna | AK-OP-084 |  | Takotna Community Assoc Inc | 182-0000 | Takotna_grid | FALSE | 7.2 |  | 3 | 62.9886 | -156.0642
P57 | 57064 | 332120 | Kotlik | AK-OP-006 | 221 | Alaska Village Electric Cooperative | 059-0000 | Kotlik_grid | TRUE | 13.47 |  | 3 | 63.0322 | -163.5531
P39 | 7371 | 331200 | Tetlin | AK-OP-005 | 219 | Alaska Power & Telephone Company | 015-2008 | Tok_grid | FALSE |  |  | 3 | 63.1372 | -142.5161
P44 | 60814 |  | 7-Mile Ridge Wind Project | AK-OP-005 | 219 | Alaska Power & Telephone Company | [6 empty] | 63.2107 | -143.2472 | Proposed
P29 | 406 | 331220 | Tok | AK-OP-005 | 219 | Alaska Power & Telephone Company | 015-2008 | Tok_grid | FALSE | 12.47 |  | 3 | 63.3355 | -143
P73 | 6339 | 331670 | Saint Michael | AK-OP-006 | 221 | Alaska Village Electric Cooperative | 084-2015 | Stebbins_grid | FALSE | 13.47 |  | 3 | 63.4775 | -162.0383
P73 | 57061 | 331670 | Saint Michael | AK-OP-006 | 221 | Alaska Village Electric Cooperative | 084-2015 | Stebbins_grid | FALSE | 13.47 |  | 3 | 63.4775 | -162.0383
P74 | 6347 | 331680 | Stebbins | AK-OP-006 | 221 | Alaska Village Electric Cooperative | 084-0000 | Stebbins_grid | TRUE | 13.47 |  | 3 | 63.521 | -162.2863
P74 | 57055 | 331680 | Stebbins | AK-OP-006 | 221 | Alaska Village Electric Cooperative | 084-0000 | Stebbins_grid | TRUE | 13.47 |  | 3 | 63.521 | -162.2863
P68 | 6340 | 331590 | Savoonga | AK-OP-006 | 221 | Alaska Village Electric Cooperative | 076-0000 | Savoonga_grid | TRUE | 13.47 |  | 3 | 63.6953 | -170.4757
P68 | 57052 | 331590 | Savoonga | AK-OP-006 | 221 | Alaska Village Electric Cooperative | 076-0000 | Savoonga_grid | TRUE | 13.47 |  | 3 | 63.6953 | -170.4757
P52 | 6315 | 331320 | Gambell | AK-OP-006 | 221 | Alaska Village Electric Cooperative | 046-0000 | Gambell_grid | TRUE | 13.47 |  | 3 | 63.7771 | -171.7124
P52 | 57062 | 331320 | Gambell | AK-OP-006 | 221 | Alaska Village Electric Cooperative | 046-0000 | Gambell_grid | TRUE | 13.47 |  | 3 | 63.7771 | -171.7124
P150 | 6288 |  | Healy | AK-OP-104 | 7353 | Golden Valley Elec Assn Inc | 215-1985 | Railbelt_grid | FALSE | 138 |  | 3 | 63.8542 | -148.95
P262 | 6299 | 332850 | Unalakleet | AK-OP-098 | 40548 | Unalakleet Valley Electric Cooperative | 194-0000 | Unalakleet_grid | TRUE | 4 |  | 3 | 63.8768 | -160.7904
P136 | 54834 |  | Fort Greely Power Plant | AK-OP-116 | 19272 | Doyon Utilities Fort Greely | 215-1985 | Railbelt_grid | FALSE | 14.4 |  | 3 | 63.9736 | -145.7166
P14 | 58511 |  | Delta Wind Farm | AK-OP-113 | 58488 | Alaska Environmental Power LLC | 215-1985 | Railbelt_grid | FALSE | 25 |  | 3 | 64.0139 | -145.5967
P36 | 7506 | 331130 | Healy Lake | AK-OP-005 | 219 | Alaska Power & Telephone Company | 011-0000 | Healy Lake_grid | FALSE | 2.4 |  | 1 | 64.0269 | -144.6616
P147 | 56325 |  | Delta Power | AK-OP-104 | 7353 | Golden Valley Elec Assn Inc | 215-1985 | Railbelt_grid | FALSE | 138 |  | 3 | 64.0281 | -145.7194
P148 | 57935 |  | Eva Creek Wind | AK-OP-104 | 7353 | Golden Valley Elec Assn Inc | 215-1985 | Railbelt_grid | FALSE | 138 |  | 3 | 64.0583 | -148.9
P86 | 6322 | 331380 | Kaltag | AK-OP-006 | 221 | Alaska Village Electric Cooperative | 054-0000 | Kaltag_grid | TRUE | 7.2 |  | 3 | 64.3272 | -158.7219
P95 | 6344 | 331630 | Shaktoolik | AK-OP-006 | 221 | Alaska Village Electric Cooperative | 080-0000 | Shaktoolik_grid | TRUE | 7.2 |  | 3 | 64.3339 | -161.1539
P215 | 90 | 332340 | Snake River | AK-OP-066 | 13642 | Nome Joint Utility Systems | 159-0000 | Nome_grid | FALSE | 4 |  | 3 | 64.5053 | -165.4298
P153 |  | 332000 | Golovin | AK-OP-035 |  | Golovin Power Utilities | 117-0000 | Golovin_grid | TRUE | 7.2 |  | 3 | 64.5433 | -163.0292
P50 | 6313 | 331300 | Elim | AK-OP-006 | 221 | Alaska Village Electric Cooperative | 043-0000 | Elim_grid | FALSE | 13.47 |  | 3 | 64.6166 | -162.2637
P50 | 57060 | 331300 | Elim | AK-OP-006 | 221 | Alaska Village Electric Cooperative | 043-0000 | Elim_grid | FALSE | 13.47 |  | 3 | 64.6166 | -162.2637
P268 | 50392 |  | Eielson AFB Central Heat & Power Plant | AK-OP-120 | 22199 | US Air Force Eielson AFB | 215-1985 | Railbelt_grid | TRUE | 7.2 |  | 3 | 64.6714 | -147.076
P272 |  | 332890 | White Mountain | AK-OP-101 |  | White Mountain, City of | 198-0000 | WhiteMountain_grid | TRUE | 7.2 |  | 3 | 64.6814 | -163.4056
P90 | 6332 | 331520 | Nulato | AK-OP-006 | 221 | Alaska Village Electric Cooperative | 068-0000 | Nulato_grid | FALSE | 7.2 |  | 3 | 64.7194 | -158.1031
P151 | 6285 |  | North Pole | AK-OP-104 | 7353 | Golden Valley Elec Assn Inc | 215-1985 | Railbelt_grid | FALSE | 138 |  | 3 | 64.7356 | -147.3481
P236 |  | 332530 | Ruby | AK-OP-080 |  | Ruby, City of | 178-0000 | Ruby_grid | TRUE | 7.2 |  | 3 | 64.7394 | -155.4869
P144 | 7437 | 331990 | Galena Electric Utility | AK-OP-033 | 6915 | Galena, City of | 115-0000 | Galena_grid | FALSE | 4.16 |  | 3 | 64.7442 | -156.8736
P34 | 7375 | 331110 | Eagle | AK-OP-005 | 219 | Alaska Power & Telephone Company | 009-0000 | Eagle_grid | TRUE | 7.2 |  | 3 | 64.7881 | -141.2
P146 | 57583 |  | Battery Energy Storage System | AK-OP-104 | 7353 | Golden Valley Elec Assn Inc | 215-1985 | Railbelt_grid | FALSE | 138 |  | 3 | 64.8167 | -147.725
P137 | 50308 |  | Utility Plants Section | AK-OP-118 | 56389 | Doyon Utilities Fort Wainwright | 215-1985 | Railbelt_grid | TRUE | 138 |  | 3 | 64.8256 | -147.6486
P109 | 79 |  | Aurora Energy LLC Chena | AK-OP-114 | 986 | Aurora Energy LLC Chena | 215-1985 | Railbelt_grid | TRUE | 12.5 |  | 3 | 64.8477 | -147.7351
P149 | 6286 |  | Fairbanks | AK-OP-104 | 7353 | Golden Valley Elec Assn Inc | 215-1985 | Railbelt_grid | FALSE | 69 |  | 3 | 64.8542 | -147.7194
P267 | 50711 |  | University of Alaska Fairbanks | AK-OP-127 | 19511 | University of Alaska | 215-1985 | Railbelt_grid | TRUE | 69 |  | 3 | 64.8542 | -147.8221
P190 |  | 332140 | Koyukuk | AK-OP-049 |  | Koyukuk, City of | 136-0000 | Koyukuk_grid | TRUE | 7.2 |  | 3 | 64.8809 | -157.701
P58 | 6325 | 331420 | Koyuk | AK-OP-006 | 221 | Alaska Village Electric Cooperative | 060-0000 | Koyuk_grid | TRUE | 13.47 |  | 3 | 64.9321 | -161.1671
P58 | 57059 | 331420 | Koyuk | AK-OP-006 | 221 | Alaska Village Electric Cooperative | 060-0000 | Koyuk_grid | TRUE | 13.47 |  | 3 | 64.9321 | -161.1671
P253 | 7171 | 332200 | Manley |  | 11591 | Manley Utility Co Inc | 188-0000 | Manley Hot Springs_grid | TRUE | 7.2 |  | 3 | 65.0011 | -150.6339
P253 |  | 332200 | Manley Hot Springs | AK-OP-090 |  | TDX Manley Generating LLC | 188-0000 | Manley Hot Springs_grid | TRUE | 7.2 |  | 3 | 65.0011 | -150.6339
P88 | 6328 | 331460 | Minto | AK-OP-006 | 221 | Alaska Village Electric Cooperative | 063-0000 | Minto_grid | TRUE | 7.2 |  | 3 | 65.1533 | -149.3369
P249 |  | 332600 | Tanana | AK-OP-086 |  | Tanana Power Company Inc | 184-0000 | Tanana_grid | TRUE | 2.4 |  | 3 | 65.1719 | -152.0789
P96 |  | 331685 | Teller | AK-OP-006 | 221 | Alaska Village Electric Cooperative | 085-0000 | Teller_grid | FALSE | 7.2 |  | 3 | 65.2636 | -166.3608
P96 |  | 332620 | Teller | AK-OP-006 | 221 | Alaska Village Electric Cooperative | 085-0000 | Teller_grid | FALSE | 7.2 |  | 3 | 65.2636 | -166.3608
P48 | 7374 | 331270 | Brevig Mission | AK-OP-006 | 221 | Alaska Village Electric Cooperative | 039-0000 | Brevig Mission_grid | FALSE | 12.5 |  | 3 | 65.3317 | -166.4795
P48 | 60260 | 331270 | Brevig Mission | AK-OP-006 | 221 | Alaska Village Electric Cooperative | 039-0000 | Brevig Mission_grid | FALSE | 12.5 |  | 3 | 65.3317 | -166.4795
P234 |  | 332520 | Rampart | AK-OP-079 |  | Rampart Village Council | 177-0000 | Rampart_grid | FALSE | 7.2 |  | 3 | 65.505 | -150.17
P145 |  | 331830 | Central | AK-OP-139 |  | Gold Country Energy | 116-0000 | Central_grid | TRUE | 7.2 |  | 3 | 65.5725 | -144.8031
P98 | 6351 | 331730 | Wales | AK-OP-006 | 221 | Alaska Village Electric Cooperative | 090-0000 | Wales_grid | FALSE | 7.2 |  | 3 | 65.6092 | -168.0875
P85 | 6320 | 331370 | Huslia | AK-OP-006 | 221 | Alaska Village Electric Cooperative | 051-0000 | Huslia_grid | TRUE | 7.2 |  | 3 | 65.6986 | -156.3997
P135 |  | 331930 | Diomede | AK-OP-028 |  | Diomede Joint Utilities | 110-0000 | Diomede_grid | FALSE | 0.48 |  | 3 | 65.7586 | -168.9531
P124 |  | 331900 | Circle | AK-OP-025 |  | Circle Electric Utility | 106-0000 | Circle_grid | FALSE | 2.4 |  | 3 | 65.8256 | -144.0606
P113 |  | 331820 | Buckland | AK-OP-016 |  | Buckland, City of | 099-0000 | Buckland_grid | TRUE | 7.2 |  | 3 | 65.9797 | -161.1231
P246 |  | 332570 | Stevens Village | AK-OP-081 |  | Stevens Village Ira Council | 181-0000 | Stevens Village_grid | TRUE | 7.2 |  | 3 | 66.0064 | -149.0908
P160 |  | 332030 | Hughes | AK-OP-038 |  | Hughes Power & Light | 120-0000 | Hughes_grid | TRUE | 7.2 |  | 3 | 66.0489 | -154.2556
P169 |  | 332060 | Deering | AK-OP-042 |  | Ipnatchiaq Electric Company | 130-0000 | Deering_grid | TRUE | 7.2 |  | 3 | 66.075 | -162.7127
P71 | 6345 | 331640 | Shishmaref | AK-OP-006 | 221 | Alaska Village Electric Cooperative | 081-0000 | Shishmaref_grid | FALSE | 12.5 |  | 3 | 66.2551 | -166.0736
P112 |  | 331810 | Birch Creek | AK-OP-015 |  | Birch Creek Electric Company | 098-0000 | Birch Creek_grid | FALSE | 7.2 |  |  | 66.2562 | -145.8497
P111 |  | 331790 | Beaver | AK-OP-013 |  | Beaver Joint Utilities | 097-0000 | Beaver_grid | TRUE | 7.2 |  | 3 | 66.3594 | -147.3964
P30 | 7750 | 331050 | Allakaket | AK-OP-005 | 219 | Alaska Power & Telephone Company | 005-0000 | Allakaket_grid | TRUE | 7.2 |  |  | 66.5626 | -152.6476
P154 | 7174 | 332020 | Gwitchyaa Zhee | AK-OP-037 | 7833 | Gwitchyaa Zhee Utilities Company | 119-0000 | Fort Yukon_grid | TRUE | 4.16 |  | 3 | 66.5663 | -145.2531
P70 | 6341 | 331610 | Selawik | AK-OP-006 | 221 | Alaska Village Electric Cooperative | 078-0000 | Selawik_grid | TRUE | 12.5 |  | 3 | 66.6068 | -160.0148
P114 |  | 331840 | Chalkyitsik | AK-OP-019 |  | Chalkyitsik Village Council | 100-0000 | Chalkyitsik_grid | TRUE | 7.2 |  | 3 | 66.6544 | -143.7222
P63 | 6330 | 331510 | Noorvik | AK-OP-006 | 221 | Alaska Village Electric Cooperative | 067-0000 | Noorvik_grid | TRUE | 12.5 |  | 3 | 66.8345 | -161.0387
P189 | 6304 | 332130 | Kotzebue | AK-OP-048 | 10451 | Kotzebue Electric Association | 135-0000 | Kotzebue_grid | TRUE | 7.2 |  | 3 | 66.8378 | -162.5569
P72 | 6346 | 331650 | Shungnak | AK-OP-006 | 221 | Alaska Village Electric Cooperative | 149-1980 | Shungnak_grid | TRUE | 13.47 |  | 3 | 66.8881 | -157.1402
P72 | 57063 | 331650 | Shungnak | AK-OP-006 | 221 | Alaska Village Electric Cooperative | 149-1980 | Shungnak_grid | TRUE | 13.47 |  | 3 | 66.8881 | -157.1402
P31 | 7176 | 331060 | Bettles | AK-OP-005 | 219 | Alaska Power & Telephone Company | 007-0000 | Bettles_grid | FALSE | 2.4 |  | 3 | 66.9179 | -151.5151
P55 | 6323 | 331400 | Kiana | AK-OP-006 | 221 | Alaska Village Electric Cooperative | 057-0000 | Kiana_grid | TRUE | 12.5 |  | 3 | 66.9739 | -160.4286
P270 |  | 332880 | Venetie | AK-OP-100 |  | Venetie Village Electric | 197-0000 | Venetie_grid | TRUE | 7.2 |  | 3 | 67.0139 | -146.4186
P46 | 6556 | 331250 | Ambler | AK-OP-006 | 221 | Alaska Village Electric Cooperative | 035-0000 | Ambler_grid | TRUE | 12.5 |  | 3 | 67.088 | -157.8567
P46 | 60243 | 331250 | Ambler | AK-OP-006 | 221 | Alaska Village Electric Cooperative | 035-0000 | Ambler_grid | TRUE | 12.5 |  | 3 | 67.088 | -157.8567
P62 | 6331 | 331500 | Noatak | AK-OP-006 | 221 | Alaska Village Electric Cooperative | 066-0000 | Noatak_grid | TRUE | 13.47 |  | 3 | 67.5709 | -162.9657
P62 | 57051 | 331500 | Noatak | AK-OP-006 | 221 | Alaska Village Electric Cooperative | 066-0000 | Noatak_grid | TRUE | 13.47 |  | 3 | 67.5709 | -162.9657
P56 | 6324 | 331410 | Kivalina | AK-OP-006 | 221 | Alaska Village Electric Cooperative | 058-0000 | Kivalina_grid | TRUE | 13.47 |  | 3 | 67.7266 | -164.5384
P56 | 57065 | 331410 | Kivalina | AK-OP-006 | 221 | Alaska Village Electric Cooperative | 058-0000 | Kivalina_grid | TRUE | 13.47 |  | 3 | 67.7266 | -164.5384
P216 | 7487 | 332350 | Anaktuvuk Pass | AK-OP-067 | 26616 | North Slope Borough Power & Light | 160-0000 | Anaktuvuk Pass_grid | FALSE | 4.16 |  | 3 | 68.138 | -151.741
P220 | 7485 | 332390 | Point Hope | AK-OP-067 | 26616 | North Slope Borough Power & Light | 164-0000 | Point Hope_grid | TRUE | 4.16 |  | 3 | 68.3484 | -166.7372
P221 | 7486 | 332400 | Point Lay | AK-OP-067 | 26616 | North Slope Borough Power & Light | 165-0000 | Point Lay_grid | TRUE | 4.16 |  | 3 | 69.7408 | -163.0058
P218 | 7483 | 332370 | Kaktovik | AK-OP-067 | 26616 | North Slope Borough Power & Light | 162-0000 | Kaktovik_grid | FALSE | 4.16 |  | 3 | 70.1256 | -143.619
P255 | 58117 |  | TNSG South Plant | AK-OP-117 | 19277 | TDX North Slope Generating Company | 224_0000 | Deadhorse_grid | FALSE | 12.47 | 4.16 | 3 | 70.2 | -148.4667
P219 | 7484 | 332380 | Nuiqsut | AK-OP-067 | 26616 | North Slope Borough Power & Light | 163-0000 | Nuiqsut_grid | FALSE | 4.16 |  | 3 | 70.2206 | -150.9935
P254 | 58278 |  | TNSG North Plant | AK-OP-117 | 19277 | TDX North Slope Generating Company | 224_0000 | Deadhorse_grid | FALSE | 12.47 | 4.16 | 3 | 70.2353 | -148.3836
P217 | 7482 | 332360 | Atqasuk | AK-OP-067 | 26616 | North Slope Borough Power & Light | 161-0000 | Atqasuk_grid | FALSE | 4.16 |  | 3 | 70.4826 | -157.4252
P222 | 7488 | 332410 | Wainwright | AK-OP-067 | 26616 | North Slope Borough Power & Light | 166-0000 | Wainwright_grid | TRUE | 12.47 |  | 3 | 70.6429 | -160.0205
P110 | 7173 |  | Barrow | AK-OP-134 | 1276 | Barrow Utilities & Electric Cooperative Inc. | 221-0000 | Utqiagvik_grid | FALSE | 4.16 |  | 3 | 71.292 | -156.7786
P37 | 7249 | 331140 | Hollis | AK-OP-005 | 219 | Alaska Power & Telephone Company | 023-2015 | Prince of Wales Is._grid | FALSE | 2.4 |  | 3 | 55.4907 | -132.6618
P81 |  | 331950 | Ekwok | AK-OP-006 | 221 | Alaska Village Electric Cooperative | 208-0000 | Ekwok_grid | FALSE | 7.2 |  | 3 | 59.3465 | -157.48
P92 |  | 331560 | Pitkas Point | AK-OP-006 | 221 | Alaska Village Electric Cooperative | 075-2020 | Saint Mary's_grid | FALSE | 7.2
P99 | 6321 | 331430 | Lower Kalskag | AK-OP-006 | 221 | Alaska Village Electric Cooperative | 052-2005 | Upper Kalskag_grid | FALSE |  |  | 3
P106 |  | 331770 | Arctic Village | AK-OP-010 |  | Arctic Village Electric Company | 094-0000 | Arctic Village_grid | TRUE | 7.2 |  | 3 | 68.1212 | -145.5698
P117 |  | 331880 | Chignik Lake | AK-OP-022 |  | Chignik Lake Electric Utility | 103-0000 | Chignik Lake_grid | TRUE | 7.2 |  | 3 | 56.2534 | -158.7639
P118 |  | 331860 | Chignik Bay | AK-OP-021 |  | Chignik, City of | 104-0000 | Chignik_grid | TRUE | 7.2 |  | 3 | 56.295 | -158.3884
P125 |  | 331910 | Clark's Point | AK-OP-026 |  | Clark's Point, City of | 107-0000 | Clark's Point_grid | TRUE | 7.2 |  | 3 | 58.8318 | -158.5447
P179 |  | 332090 | Kobuk | AK-OP-045 |  | Kobuk Valley Electric Company | 149-1980 | Shungnak_grid | FALSE | 7.2 |  | 3 | 66.9066 | -156.8824
P208 |  | 332290 | Napakiak | AK-OP-060 |  | Napakiak Ircinraq | 034-1988 | Bethel_grid | FALSE | 7.2 |  | 3 | 60.6935 | -161.9726
P214 |  | 332330 | Nikolai | AK-OP-065 |  | Nikolai, City of | 158-0000 | Nikolai_grid | FALSE | 7.2 |  | 3 | 63.0107 | -154.3834
P269 |  |  | Ivanof Bay | [5 empty] | FALSE | 7.2
P104 |  |  | AWWU Conduit |  |  |  | 215-1985 | Railbelt_grid | FALSE | 115 |  | 3
P152 |  |  | GVEA Solar Farm | AK-OP-104 | 7353 | Golden Valley Elec Assn Inc | 215-1985 | Railbelt_grid | FALSE |  |  | 3
P166 | 7467 | 332660 | Chilkat Valley | AK-OP-041 | 18963 | Inside Passage Electric | 032-1998 | UpperLynnCanal_grid | FALSE |  |  | 3
P167 |  | 332700 | Klukwan | AK-OP-041 |  | Inside Passage Electric | 032-1998 | UpperLynnCanal_grid | FALSE |  |  | 3
P168 |  |  | 10 Mile Creek | AK-OP-041 | 18963 | Inside Passage Electric | 032-1998 | UpperLynnCanal_grid | FALSE |  |  | 3
P226 |  |  | Dry Spruce Bay (Creek) | AK-OP-150 |  | PB Energy, Inc |  |  | FALSE
P243 |  |  | South Fork Hydro (Eagle River) | AK-OP-152 |  | South Fork Hydro, LLC | 215-1985 | Railbelt_grid | FALSE |  |  | 3
P245 |  |  | Burnett River Hatchery | AK-OP-154 |  | SSRAA |  |  | FALSE
P274 |  |  | Jetty Lake (West Side Hydro) | [5 empty] | FALSE
P275 |  |  | Marathon Hydro | [5 empty] | FALSE
P276 |  |  | McRoberts Creek | [5 empty] | FALSE
P277 |  |  | Tin City | [5 empty] | FALSE
P278 | 7466 | 331155 | Klawock | AK-OP-041 | 18963 | Inside Passage Elec Coop, Inc | 023-2015 | Prince of Wales Is._grid |  |  |  | 3 | 55.5531 | -133.0854
P279 | 55982 |  | Chena 6 | AK-OP-104 | 7353 | Golden Valley Elec Assn Inc | 215-1985 | Railbelt_grid |  |  |  | 3
P281 | 54222 |  | Alyeska Seafoods | AK-OP-161 | 431 | Alyeska Seafoods Inc | [5 empty] | 3
P282 | 54888 |  | American President Lines Ltd | AK-OP-162 | 14313 | Ounalshka Corp | [5 empty] | 3
P283 | 54883 |  | Bering Star | AK-OP-163 | 9183 | Icicle Seafoods Inc | [5 empty] | 3
P284 | 54151 |  | Central Production Facility 1 | AK-OP-164 | 14956 | Phillips Alaska Inc | [5 empty] | 3
P285 | 54152 |  | Central Production Facility 2 | AK-OP-164 | 14956 | Phillips Alaska Inc | [5 empty] | 3
P286 | 54153 |  | Central Production Facility 3 | AK-OP-164 | 14956 | Phillips Alaska Inc | [5 empty] | 3
P287 | 50415 |  | King Cove | AK-OP-165 | 14852 | Peter Pan Seafoods | 131-0000 | King Cove_grid |  |  |  | 3
P288 | 54155 |  | Lisburne Production Center | AK-OP-166 | 1388 | BP Exploration Alaska | [5 empty] | 3
P289 | 54871 |  | Offshore Systems | AK-OP-168 | 13972 | Offshore Systems Inc | [5 empty] | 3
P290 | 54154 |  | Seawater Treatment Plant | AK-OP-169 | 14811 | Conoco Phillips Alaska Inc | [5 empty] | 3
P293 | 59037 |  | Hiilangaay Hydro | AK-OP-159 | 60222 | Haida Energy, Inc. | 023-2015 | Prince of Wales Is._grid | FALSE |  |  | 3
P296 |  |  | Ram Valley Hydro | AK-OP-177 |  | Ram Valley, LLC | 215-1985 | Railbelt_grid | FALSE |  |  | 3

## LOOKUP OPERATOR 2025-03-07
AK_operator Id | PCE_utility_code | eia_operator_id | CPCN | Operator_name | EIA_sector__name | EIA_sector__number | operator_rca_regulatory_status_name | operator__utility_type_name | operator_cpcn_status | pce_eligible | Power Generation End Use | Notes
AK-OP-001 | AKHI |  | 449 | Akhiok, City of | Electric Utility | 1 | Not Regulated | Public Electric Utility | Active | TRUE | Retail
AK-OP-002 | AKIA |  | 635 | Akiak City Council | Electric Utility | 1 | Not Regulated | Public Electric Utility | Active | TRUE | Retail
AK-OP-003 | AKIANCE | 192 | 412 | Akiachak Native Community | Electric Utility | 1 | Not Regulated | Private Electric Utility | Active | TRUE | Retail
AK-OP-004 | AKUT | 24486 | 293 | Akutan, City of | Electric Utility | 1 | Not Regulated | Public Electric Utility | Active | TRUE | Retail
AK-OP-005 | ALASPCA | 219 | 2 | Alaska Power & Telephone Company | Electric Utility | 1 | Regulated | Private Electric Utility | Active | TRUE | Retail
AK-OP-006 | ALASVEC | 221 | 169 | Alaska Village Electric Cooperative | Electric Utility | 1 | Not Regulated | Electric Co-op | Active | TRUE | Retail
AK-OP-007 | ALUTPC |  | 683 | Alutiiq Power Company | Electric Utility | 1 | Regulated, rate exemption | Private Electric Utility | Active | TRUE | Retail
AK-OP-008 | ANDRE | 653 | 291 | Andreanof Electric Corp | Electric Utility | 1 | Not Regulated | Private Electric Utility | Inactive | FALSE | Retail
AK-OP-009 | ANIALPC | 4959 | 5 | Aniak Light & Power | Electric Utility | 1 | Regulated | Private Electric Utility | Active | TRUE | Retail
AK-OP-010 | ARCTVC |  | 747 | Arctic Village Electric Company | Electric Utility | 1 | Not Regulated | Electric Co-op | Active | TRUE | Retail
AK-OP-011 | ATKA | 56256 | 291 | Atka, City of | Electric Utility | 1 | Not Regulated | Public Electric Utility | Active | TRUE | Retail
AK-OP-012 | ATMATU | 878 | 337 | Atmautluak Tribal Utilities | Electric Utility | 1 | Not Regulated | Private Electric Utility | Active | TRUE | Retail
AK-OP-013 | BEAVJU |  | 420 | Beaver Joint Utilities | Electric Utility | 1 | Not Regulated | Private Electric Utility | Active | TRUE | Retail
AK-OP-014 | BETHUC | 1651 | 43 | Bethel Utilities Corp | Electric Utility | 1 | Regulated | Private Electric Utility | Inactive | FALSE | Retail
AK-OP-015 | BIRCCEC | 1747 | 767 | Birch Creek Electric Company | Electric Utility | 1 | Not Regulated | Public Electric Utility | Active | TRUE | Retail
AK-OP-016 | BUCK |  | 432 | Buckland, City of | Electric Utility | 1 | Not Regulated | Public Electric Utility | Active | TRUE | Retail
AK-OP-018 | CENTEI | 6111 | 341 | Central Electric Inc. | Electric Utility | 1 | Regulated | Private Electric Utility | Inactive | FALSE | Retail
AK-OP-019 | CHALVC |  | 682 | Chalkyitsik Village Council | Electric Utility | 1 | Regulated, rate exemption | Private Electric Utility | Active | TRUE | Retail
AK-OP-020 | CHENVC |  | 686 | Chenega Ira Council | Electric Utility | 1 | Regulated, rate exemption | Private Electric Utility | Active | TRUE | Retail
AK-OP-021 | CHIG | 3421 | 297 | Chignik, City of | Electric Utility | 1 | Not Regulated | Private Electric Utility | Active | TRUE | Retail
AK-OP-022 | CHIGLEU |  | 437 | Chignik Lake Electric Utility | Electric Utility | 1 | Not Regulated | Private Electric Utility | Active | TRUE | Retail
AK-OP-023 | CHIGLPU |  | 658 | Chignik Lagoon Power Utility | Electric Utility | 1 | Regulated, rate exemption | Private Electric Utility | Active | TRUE | Retail
AK-OP-024 | CHITE | 3465 | 368 | Chitina Electric Inc | Electric Utility | 1 | Not Regulated | Private Electric Utility | Active | TRUE | Retail
AK-OP-025 | CIRCE |  | 256 | Circle Electric Utility | Electric Utility | 1 | Not Regulated | Private Electric Utility | Active | TRUE | Retail
AK-OP-026 | CLARPVC |  | 360 | Clark's Point, City of | Electric Utility | 1 | Not Regulated | Public Electric Utility | Active | TRUE | Retail
AK-OP-027 | CORDEC | 40215 | 160 | Cordova Electric Cooperative | Electric Utility | 1 | Not Regulated | Electric Co-op | Active | TRUE | Retail
AK-OP-028 | DIOMJU |  | 383 | Diomede Joint Utilities | Electric Utility | 1 | Not Regulated | Public Electric Utility | Active | TRUE | Retail
AK-OP-029 | EGEG | 5553 | 320 | Egegik Light & Power Co | Electric Utility | 1 | Not Regulated | Public Electric Utility | Active | TRUE | Retail
AK-OP-029 | EGEG | 57351 | 320 | Egegik Light & Power Co | Electric Utility | 1 | Not Regulated | Public Electric Utility | Active | TRUE | Retail
AK-OP-030 | EKWO |  | 688 | Ekwok, City of | Electric Utility | 1 | Not Regulated | Private Electric Utility | Inactive | FALSE | Retail
AK-OP-031 | ELFICEU | 5721 | 701 | Elfin Cove Utility Commission | Electric Utility | 1 | Not Regulated | Electric Co-op | Active | TRUE | Retail
AK-OP-032 | FALSPE |  | 442 | False Pass, City of | Electric Utility | 1 | Not Regulated | Public Electric Utility | Active | TRUE | Retail
AK-OP-033 | GALE | 6915 | 274 | Galena, City of | Electric Utility | 1 | Not Regulated | Public Electric Utility | Active | TRUE | Retail
AK-OP-034 | GK | 6866 | 88 | G & K Inc | Electric Utility | 1 | Regulated | Private Electric Utility | Active | TRUE | Retail
AK-OP-035 | GOLOPU |  | 373 | Golovin Power Utilities | Electric Utility | 1 | Not Regulated | Public Electric Utility | Active | TRUE | Retail
AK-OP-036 | GUSTE | 7822 | 417 | Gustavus Electric Co | Electric Utility | 1 | Regulated | Private Electric Utility | Inactive | FALSE | Retail | Utility purchased by AP&T
AK-OP-037 | GWITZU | 7833 | 63 | Gwitchyaa Zhee Utilities Company | Electric Utility | 1 | Regulated | Private Electric Utility | Active | TRUE | Retail
AK-OP-038 | HUGHPL | 9000 | 332 | Hughes Power & Light | Electric Utility | 1 | Not Regulated | Public Electric Utility | Active | TRUE | Retail
AK-OP-039 | IGIUEC | 9192 | 681 | Igiugig Electric Company | Electric Utility | 1 | Regulated, rate exemption | Private Electric Utility | Active | TRUE | Retail
AK-OP-040 | ILIANNE | 9188 | 280 | I-N-N Electric Coop, Inc | Electric Utility | 1 | Not Regulated | Electric Co-op | Active | TRUE | Retail
AK-OP-041 | INSIPEC | 18963 | 240 | Inside Passage Electric | Electric Utility | 1 | Not Regulated | Electric Co-op | Active | TRUE | Retail | Previously known as Tlingit & Haida Region El Auth
AK-OP-042 | IPNAEC | 9416 | 369 | Ipnatchiaq Electric Company | Electric Utility | 1 | Not Regulated | Private Electric Utility | Active | TRUE | Retail
AK-OP-043 | KINGC | 9897 | 289 | King Cove, City of | Electric Utility | 1 | Not Regulated | Public Electric Utility | Active | TRUE | Retail
AK-OP-044 | KIPNLP |  | 446 | Kipnuk Light Plant | Electric Utility | 1 | Not Regulated | Private Electric Utility | Active | TRUE | Retail
AK-OP-045 | KOBUVEC |  | 407 | Kobuk Valley Electric Company | Electric Utility | 1 | Not Regulated | Electric Co-op | Inactive | FALSE | Retail
AK-OP-046 | KOKHVC | 10455 | 660 | Kokhanok Village Council | Electric Utility | 1 | Regulated, rate exemption | Public Electric Utility | Active | TRUE | Retail
AK-OP-047 | KOTLES | 9898 | 285 | Kotlik Joint Utility | Electric Utility | 1 | Not Regulated | Public Electric Utility | Inactive | FALSE | Retail
AK-OP-048 | KOTZEA | 10451 | 17 | Kotzebue Electric Association | Electric Utility | 1 | Not Regulated | Public Electric Utility | Active | TRUE | Retail
AK-OP-049 | KOYU |  | 687 | Koyukuk, City of | Electric Utility | 1 | Not Regulated | Public Electric Utility | Active | TRUE | Retail
AK-OP-050 | KWET | 9832 | 281 | Kwethluk Incorporated d/b/a Kuiggluum Kallugvia | Electric Utility | 1 | Not Regulated | Public Electric Utility | Active | TRUE | Retail
AK-OP-051 | KWIGPC | 10491 | 376 | Kwigillingok Power Company | Electric Utility | 1 | Not Regulated | Public Electric Utility | Active | TRUE | Retail
AK-OP-052 | LARSBUC | 10716 | 353 | Larsen Bay Utility Company | Electric Utility | 1 | Not Regulated | Public Electric Utility | Active | TRUE | Retail
AK-OP-053 | LEVEEC |  | 330 | Levelock Electrical Coop | Electric Utility | 1 | Not Regulated | Public Electric Utility | Active | TRUE | Retail
AK-OP-054 | LIMEVTC |  | 570 | Lime Village Electric Utility | Electric Utility | 1 | Not Regulated | Public Electric Utility | Active | TRUE | Retail
AK-OP-055 | MANLU | 11591 | 264 | Manley Utilities | Electric Utility | 1 | Regulated | Private Electric Utility | Inactive | FALSE | Retail | Purchased by TDX Power
AK-OP-056 | MANOPC | 26317 | 321 | Manokotak Power Company | Electric Utility | 1 | Not Regulated | Private Electric Utility | Active | TRUE | Retail
AK-OP-057 | MCGRLP | 12119 | 44 | Mcgrath Light & Power | Electric Utility | 1 | Regulated | Private Electric Utility | Active | TRUE | Retail
AK-OP-058 | MIDDKEC | 12485 | 343 | Middle Kuskokwim Electric | Electric Utility | 1 | Regulated | Electric Co-op | Active | TRUE | Retail
AK-OP-059 | NAKNEA | 13201 | 22 | Naknek Electric Association | Electric Utility | 1 | Not Regulated | Electric Co-op | Active | TRUE | Retail
AK-OP-060 | NAPAC | 13211 | 319 | Napakiak Ircinraq | Electric Utility | 1 | Not Regulated | Private Electric Utility | Active | TRUE | Retail
AK-OP-061 | NAPAEU |  | 625 | Napaskiak Electric Utility | Electric Utility | 1 | Not Regulated | Public Electric Utility | Active | TRUE | Retail
AK-OP-062 | NATELP | 3422 | 365 | Naterkaq Light Plant (City of Chefornak) | Electric Utility | 1 | Not Regulated | Private Electric Utility | Active | TRUE | Retail
AK-OP-063 | NELSLEC | 13477 | 340 | Nelson Lagoon Electrical Coop | Electric Utility | 1 | Not Regulated | Electric Co-op | Active | TRUE | Retail
AK-OP-064 | NEWKVC |  | 661 | New Koliganek Village Council | Electric Utility | 1 | Regulated, rate exemption | Private Electric Utility | Active | TRUE | Retail
AK-OP-065 | NIKO |  | 416 | Nikolai, City of | Electric Utility | 1 | Not Regulated | Public Electric Utility | Active | TRUE | Retail
AK-OP-066 | NOMEJUS | 13642 | 150 | Nome Joint Utility Systems | Electric Utility | 1 | Not Regulated | Private Electric Utility | Active | TRUE | Retail
AK-OP-067 | NORTSB | 26616 | 254 | North Slope Borough Power & Light | Electric Utility | 1 | Not Regulated | Public Electric Utility | Active | TRUE | Retail
AK-OP-068 | NUNAIEC |  | 408 | Nunam Iqua Electric Company | Electric Utility | 1 | Not Regulated | Public Electric Utility | Active | TRUE | Retail
AK-OP-069 | NUSHEC | 13870 | 45 | Nushagak Electric Cooperative | Electric Utility | 1 | Not Regulated | Electric Co-op | Active | TRUE | Retail
AK-OP-070 | OUZI | 14234 | 357 | Ouzinkie, City of | Electric Utility | 1 | Not Regulated | Public Electric Utility | Active | TRUE | Retail
AK-OP-071 | PEDRBV | 14633 | 662 | Pedro Bay Village Council | Electric Utility | 1 | Regulated, rate exemption | Private Electric Utility | Active | TRUE | Retail
AK-OP-072 | PELIU | 29297 | 24 | Pelican Utility | Electric Utility | 1 | Not Regulated | Public Electric Utility | Active | TRUE | Retail
AK-OP-073 | PERR | 14832 | 659 | Native Village of Perryville | Electric Utility | 1 | Regulated, rate exemption | Public Electric Utility | Active | TRUE | Retail
AK-OP-074 | PILOPEU |  | 425 | Pilot Point Electric Utility | Electric Utility | 1 | Not Regulated | Public Electric Utility | Active | TRUE | Retail
AK-OP-075 | PLAT |  |  | Platinum, City of | Electric Utility | 1 | N/A | Public Electric Utility | Inactive | FALSE | Retail
AK-OP-076 | PLATCC |  | 765 | Platinum Commercial Company LLC. | Electric Utility | 1 | Regulated | Private Electric Utility | Active | TRUE | Retail
AK-OP-077 | PORTHU |  | 399 | Port Heiden Utilities | Electric Utility | 1 | Not Regulated | Public Electric Utility | Active | TRUE | Retail
AK-OP-078 | PUVUPC |  | 395 | Puvurnaq Power Company | Electric Utility | 1 | Regulated, rate exemption | Private Electric Utility | Active | TRUE | Retail
AK-OP-079 | RAMP |  | 759 | Rampart Village Council | Electric Utility | 1 | Not Regulated | Public Electric Utility | Active | TRUE | Retail
AK-OP-080 | RUBY |  | 364 | Ruby, City of | Electric Utility | 1 | Not Regulated | Public Electric Utility | Active | TRUE | Retail
AK-OP-081 | STEVVIC |  | 709 | Stevens Village Ira Council | Electric Utility | 1 | Not Regulated | Public Electric Utility | Active | TRUE | Retail
AK-OP-082 | STGEORGE |  | 410 | Saint George, City of | Electric Utility | 1 | Not Regulated | Public Electric Utility | Active | TRUE | Retail
AK-OP-083 | STPMEU | 17898 | 339 | Saint Paul Municipal Electric | Electric Utility | 1 | Not Regulated | Public Electric Utility | Active | TRUE | Retail
AK-OP-084 | TAKOC |  | 394 | Takotna Community Assoc Inc | Electric Utility | 1 | Not Regulated | Public Electric Utility | Active | TRUE | Retail
AK-OP-085 | TANAEC |  | 447 | Tanalian Electric Cooperative | Electric Utility | 1 | Not Regulated | Public Electric Utility | Active | TRUE | Retail
AK-OP-086 | TANAPC | 18474 | 92 | Tanana Power Company Inc | Electric Utility | 1 | Regulated | Private Electric Utility | Active | TRUE | Retail
AK-OP-087 | TATIVIC | 18480 | 586 | Tatitlek Village Ira Council | Electric Utility | 1 | Not Regulated | Private Electric Utility | Active | TRUE | Retail
AK-OP-088 | TDXA |  | 684 | TDX Adak Generating LLC | Electric Utility | 1 | Regulated | Private Electric Utility | Active | TRUE | Retail
AK-OP-089 | TDXC | 63560 | 230 | Sand Point Generating, LLC | Electric Utility | 1 | Regulated | Private Electric Utility | Active | TRUE | Retail
AK-OP-090 | TDXM | 56503 | 72 | TDX Manley Generating LLC | Electric Utility | 1 | Regulated | Private Electric Utility | Active | TRUE | Retail
AK-OP-091 | TELLPC | 18521 | 61 | Teller Power Company | Electric Utility | 1 | Regulated | Private Electric Utility | Inactive | FALSE | Retail | Purchased by AVEC
AK-OP-092 | TENAS | 18541 | 363 | Tenakee Springs, City of | Electric Utility | 1 | Not Regulated | Public Electric Utility | Active | TRUE | Retail
AK-OP-093 | TULUTPU |  | 664 | Tuluksak Traditional | Electric Utility | 1 | Regulated, rate exemption | Private Electric Utility | Active | TRUE | Retail
AK-OP-094 | TUNTCSA | 19267 | 344 | Tuntutuliak Community | Electric Utility | 1 | Regulated, rate exemption | Electric Co-op | Active | TRUE | Retail
AK-OP-095 | TWINHVC |  | 729 | Twin Hills Village Council | Electric Utility | 1 | Not Regulated | Private Electric Utility | Active | TRUE | Retail
AK-OP-096 | UMNAP |  | 242 | Umnak Power Company | Electric Utility | 1 | Not Regulated | Private Electric Utility | Active | TRUE | Retail
AK-OP-097 | UNAL | 19454 | 106 | Unalaska, City of | Electric Utility | 1 | Not Regulated | Public Electric Utility | Active | TRUE | Retail
AK-OP-098 | UNALVEC | 40548 | 741 | Unalakleet Valley Electric Cooperative | Electric Utility | 1 | Not Regulated | Electric Co-op | Active | TRUE | Retail
AK-OP-099 | UNGUPC |  | 375 | Ungusraq Power Company | Electric Utility | 1 | Not Regulated | Private Electric Utility | Active | TRUE | Retail
AK-OP-100 | VENEVE |  | 663 | Venetie Village Electric | Electric Utility | 1 | Regulated, rate exemption | Private Electric Utility | Active | TRUE | Retail
AK-OP-101 | WHITMU | 20535 | 409 | White Mountain, City of | Electric Utility | 1 | Not Regulated | Public Electric Utility | Active | TRUE | Retail
AK-OP-102 | YAKUP | 30150 | 53 | Yakutat Power Inc | Electric Utility | 1 | Regulated | Public Electric Utility | Inactive | FALSE | Retail | Purchased by AVEC
AK-OP-103 |  | 4329 | 10 | Copper Valley Elec Assn, Inc | Electric Utility | 1 | Not Regulated | Private Electric Utility | Active | FALSE | Retail
AK-OP-104 |  | 7353 | 13 | Golden Valley Elec Assn Inc | Electric Utility | 1 | Regulated | Private Electric Utility | Active | FALSE | Retail
AK-OP-105 |  | 19558 | 32 | Homer Electric Assn Inc | Electric Utility | 1 | Regulated | Private Electric Utility | Active | FALSE | Retail
AK-OP-106 |  | 10433 | 16 | Kodiak Electric Assn Inc | Electric Utility | 1 | Regulated | Electric Co-op | Active | FALSE | Retail
AK-OP-107 |  | 11824 | 18 | Matanuska Electric Assn Inc | Electric Utility | 1 | Regulated | Electric Co-op | Active | FALSE | Retail
AK-OP-108 |  | 12385 |  | Metlakatla Power & Light | Electric Utility | 1 | N/A | Private Electric Utility | N/A | FALSE | Retail | Exempted from RCA jurisdiction
AK-OP-109 |  | 599 | 121 | Anchorage Municipal Light and Power | Electric Utility | 1 | Regulated | Public Electric Utility | Inactive | FALSE | Retail | Purchased by Chugach Electric Association
AK-OP-110 |  | 14856 | 212 | Petersburg Borough - (AK) | Electric Utility | 1 | Not Regulated | Public Electric Utility | Active | FALSE | Retail
AK-OP-111 |  | 16955 | 108 | City of Seward - (AK) | Electric Utility | 1 | Not Regulated | Public Electric Utility | Active | FALSE | Retail
AK-OP-112 |  | 49803 | 640 | Alaska Electric & Energy Coop | Electric Utility | 1 | Regulated | Subsidiary | Active | FALSE | Wholesale
AK-OP-113 |  | 58488 | 742 | Alaska Environmental Power | NAICS-22 Non-Cogen | 2 | Regulated | Independent Power Producer | Active | FALSE | Wholesale | Wind farm selling to GVEA
AK-OP-114 |  | 986 | 520 | Aurora Energy LLC | NAICS-22 Cogen | 3 | Regulated | Independent Power Producer | Active | FALSE | Wholesale | Coal power selling to GVEA
AK-OP-115 |  | 58422 |  | Fire Island Wind LLC | NAICS-22 Non-Cogen | 2 | N/A | Independent Power Producer | N/A | FALSE | Wholesale | Exempted from RCA regulation
AK-OP-116 |  | 19272 | 720 | Doyon Utilities - Fort Greely | Commercial NAICS Non-Cogen | 4 | Not Regulated | Military | Active | FALSE | Consumed by facility
AK-OP-117 |  | 19277 | 227 | TDX North Slope Generating Co | Electric Utility | 1 | Regulated | Private Electric Utility | Active | FALSE | Consumed by facility
AK-OP-117 |  | 57494 | 227 | TDX North Slope Generating Co | Electric Utility | 1 | Regulated | Private Electric Utility | Active | FALSE | Consumed by facility
AK-OP-118 |  | 56389 | 726 | Doyon Utilities - Ft. Wainwright | Electric Utility | 1 | Not Regulated | Military | Active | FALSE | Consumed by facility
AK-OP-120 |  | 22199 |  | U S Air Force-Eielson AFB | Commercial NAICS Cogen | 5 | N/A | Military | N/A | FALSE | Consumed by facility
AK-OP-121 |  | 179 |  | Agrium US Inc | Industrial NAICS Cogen | 7 | N/A | Industrial | N/A | FALSE | Consumed by facility
AK-OP-122 |  | 58368 | 724 | Doyon Utilities, LLC | Commercial NAICS Non-Cogen | 4 | Regulated | Private Electric Utility | Active | FALSE | Consumed by facility | JBER
AK-OP-124 |  | 60123 |  | Southeast Alaska Power Agency | Commercial NAICS Non-Cogen | 4 | N/A | State Government | N/A | FALSE | Wholesale | Also EIA ID 60770
AK-OP-124 |  | 60770 |  | Southeast Alaska Power Agency | Commercial NAICS Non-Cogen | 4 | N/A | State Government | N/A | FALSE | Wholesale | Also EIA ID 60123
AK-OP-125 |  | 18617 |  | Tesoro Alaska Company LLC | Industrial NAICS Cogen | 7 | N/A | Industrial | N/A | FALSE | Consumed by facility
AK-OP-126 |  | 19553 |  | Unisea Inc | Industrial NAICS Non-Cogen | 6 | N/A | Industrial | N/A | FALSE | Consumed by facility
AK-OP-127 |  | 19511 | 452 | University of Alaska | Commercial NAICS Cogen | 4 | Not Regulated | Industrial | Active | FALSE | Consumed by facility
AK-OP-128 |  | 20523 |  | Westward Seafoods Inc | Industrial NAICS Cogen | 7 | N/A | Industrial | N/A | FALSE | Consumed by facility
AK-OP-129 |  | 42889 |  | Alaska Energy Authority |  |  | N/A | State Government | N/A | FALSE | Wholesale | Bradley Lake
AK-OP-130 |  | 17271 | 100 | Sitka, City & Borough of | Electric Utility | 1 | Not Regulated | Public Electric Utility | Active | FALSE | Retail
AK-OP-131 |  | 10210 | 103 | Ketchikan Public Utilities | Electric Utility | 1 | Not Regulated | Public Electric Utility | Active | FALSE | Retail
AK-OP-132 |  | 3522 | 8 | Chugach Electric Assn Inc | Electric Utility | 1 | Regulated | Electric Co-op | Active | FALSE | Retail
AK-OP-133 |  | 213 | 1 | Alaska Electric Light & Power Company | Electric Utility | 1 | Regulated | Private Electric Utility | Active | FALSE | Retail
AK-OP-134 |  | 1276 | 214 | Barrow Utilities & Electric Cooperative Inc. | Electric Utility | 1 | Not Regulated | Electric Co-op | Active | FALSE | Retail
AK-OP-135 |  | 21015 | 111 | Wrangell, City of | Electric Utility | 1 | Not Regulated | Public Electric Utility | Active | FALSE | Retail
AK-OP-137 |  | 26754 | 91 | Paxson Inn & Lodge |  |  | Not Regulated | Public Electric Utility | Active | FALSE | Retail
AK-OP-138 | KINGCC | 9897 | 289 | King Cove Corporation | Electric Utility | 1 | Not Regulated | Public Electric Utility | Inactive | FALSE | Retail
AK-OP-139 | GOLDCE | 56739 | 341 | Gold Country Energy | Electric Utility | 1 | Regulated | Private Electric Utility | Active | TRUE | Retail
AK-OP-140 |  | 288 | 345 | Alaska Electric Generation & Transmission Cooperative, Inc. | Electric Utility | 1 | Regulated | Private Electric Utility | Active | FALSE | Wholesale
AK-OP-141 |  |  | 523 | Alaska Industrial Development & Export Authority | Electric Utility | 1 | Not Regulated | State Government | Active | FALSE | Wholesale | AIDEA - Healy Clean Coal Plant
AK-OP-142 |  |  | 549 | Alaska Industrial Development & Export Authority | Electric Utility | 1 | Not Regulated | State Government | Active | FALSE | Wholesale | Snettisham Hydroelectric Project
AK-OP-143 |  |  | 735 | Aleutian Wind Energy, LLC | Electric Utility | 1 | Regulated | Independent Power Producer | Active | FALSE | Wholesale | TDX subsidiary. Wind farm selling power to Sand Point
AK-OP-144 |  | 219 | 573 | BBL Hydro, INC. | Electric Utility | 1 | Regulated | Subsidiary | Active | FALSE | Wholesale | Subsidiary of AP&T .
AK-OP-145 |  |  | 704 | Chena Power Company | Electric Utility | 1 | Not Regulated | Private Electric Utility | Active | FALSE | Consumed by facility | Chena Hot Springs
AK-OP-146 |  | 219 | 521 | Goat Lake Hydro, Inc. | Electric Utility | 1 | Regulated | Subsidiary | Active | FALSE | Wholesale | Subsidiary of AP&T .
AK-OP-147 |  |  |  | Ivanof Bay |  |  | N/A |  | N/A | FALSE
AK-OP-148 |  |  | 748 | Kodiak | Electric Utility | 1 | Not Regulated | Public Electric Utility | Active | FALSE | Retail
AK-OP-149 |  |  | 710 | Kwaan Electric Transmission Intertie Cooperative, Inc. | Electric Utility | 1 | Regulated | Private Electric Utility | Active | FALSE | Retail | Connects to Admiralty Island/Greens Creek Mine
AK-OP-150 |  |  |  | PB Energy, Inc |  |  | N/A |  | N/A | FALSE | Consumed by facility | Dry Spruce Bay Hydroelectric near Port Bailey
AK-OP-151 |  | 65807 |  | Energy 49, LLC | Commercial NAICS Non-Cogen |  | N/A | Independent Power Producer | N/A | FALSE | Wholesale | Houston Solar PV
AK-OP-152 |  |  |  | South Fork Hydro, LLC | Commercial NAICS Non-Cogen |  | N/A | Independent Power Producer | N/A | FALSE | Wholesale
AK-OP-154 |  |  |  | SSRAA | Industrial NAICS Non-Cogen | 6 | N/A | Industrial | Active | FALSE | Consumed by facility
AK-OP-155 |  |  | 749 | TDX St. Paul Wind | Electric Utility | 1 | Regulated | Private Electric Utility | Active | FALSE | Wholesale | Wind farm selling power to City of St. Paul
AK-OP-156 |  |  | 377 | Thomas Bay Power Authority | Electric Utility | 1 | Not Regulated | Private Electric Utility | Revoked | FALSE | Retail
AK-OP-157 |  |  | 71 | Weisner Trading Co. | Electric Utility | 1 | Not Regulated | Private Electric Utility | Active | FALSE | Retail | Rampart
AK-OP-158 |  |  | 59 | Weldon S. Holmes, d/b/a Semloh Supply | Electric Utility | 1 | Not Regulated | Private Electric Utility | Active | FALSE | Retail | Lake Minchumina
AK-OP-159 |  | 60222 | 760 | Haida Energy, Inc. | Commercial NAICS Non-Cogen |  | Regulated | Independent Power Producer | N/A | FALSE | Wholesale | Joint Venture of Haida Corporation and AP&T. Supplies power to Prince of Wales
AK-OP-160 |  | 60223 |  | Ketchikan Electric Company |  |  | N/A | Subsidiary | N/A | FALSE | Wholesale | Joint venture of Ketchikan Public Utilities and AP&T
AK-OP-161 |  | 431 |  | Alyeska Seafoods Inc | Commercial NAICS Non-Cogen | 4 | N/A | Industrial | N/A | FALSE | Consumed by facility
AK-OP-162 |  | 14313 |  | Ounalshka Corp | Commercial NAICS Non-Cogen | 4 | N/A | Industrial | N/A | FALSE | Consumed by facility
AK-OP-163 |  | 9183 |  | Icicle Seafoods Inc | Commercial NAICS Non-Cogen | 4 | N/A | Industrial | N/A | FALSE | Consumed by facility
AK-OP-164 |  | 14956 |  | Phillips Alaska Inc | Commercial NAICS Non-Cogen | 4 | N/A | Industrial | N/A | FALSE | Consumed by facility
AK-OP-165 |  | 14852 |  | Peter Pan Seafoods | Commercial NAICS Non-Cogen | 4 | N/A | Industrial | N/A | FALSE | Consumed by facility
AK-OP-166 |  | 1388 |  | BP Exploration Alaska | Commercial NAICS Non-Cogen | 4 | N/A | Industrial | N/A | FALSE | Consumed by facility
AK-OP-168 |  | 13972 |  | Offshore Systems Inc | Commercial NAICS Non-Cogen | 4 | N/A | Industrial | N/A | FALSE | Consumed by facility
AK-OP-169 |  | 14811 |  | Conoco Phillips Alaska Inc | Commercial NAICS Non-Cogen | 4 | N/A | Industrial | N/A | FALSE | Consumed by facility
AK-OP-171 |  | 409 |  | Arctic Utilities, Inc | Electric Utility | 1 | Regulated | Private Electric Utility | Inactive | FALSE | Consumed by facility
AK-OP-172 |  | 18877 |  | City of Thorne Bay | Electric Utility | 1 | N/A | Public Electric Utility | N/A | FALSE | Retail
AK-OP-173 |  | 13880 |  | NUI Energy Brokers, Inc |  |  |  |  | N/A | FALSE
AK-OP-174 |  | 22200 |  | U S Army-Ft Wainwright | Commercial NAICS Cogen | 5 | N/A | Military | N/A | FALSE | Consumed by facility
AK-OP-175 |  |  | 780 | Municipality of Anchorage d/b/a Anchorage Hydropower | Commercial NAICS Non-Cogen | 4 | Regulated | Independent Power Producer | Active | FALSE | Wholesale | Operates Eklutna Hydro
AK-OP-181 |  |  | 785 | Gustavus Utility Service, Inc. | Commercial NAICS Non-Cogen | 4 | Regulated | Subsidiary | Active | FALSE | Wholesale | Wholly owned subsidiary of AP&T. Provdes hydropower to Gustavus
AK-OP-177 |  |  |  | Ram Valley, LLC | Commercial NAICS Non-Cogen | 4 | N/A | Independent Power Producer | N/A | FALSE | Wholesale
AK-OP-178 |  |  |  | Noatak IPP | Commercial NAICS Non-Cogen | 4 | N/A | Independent Power Producer | N/A | FALSE | Wholesale | Unsure if name is correct
AK-OP-179 |  |  |  | Shungnak Kobuk IPP | Commercial NAICS Non-Cogen | 4 | N/A | Independent Power Producer | N/A | FALSE | Wholesale | Unsure if name is correct
AK-OP-180 |  |  |  | Sustainable Energy for Galena, Alaska |  |  | N/A | Independent Power Producer | N/A | FALSE |  | Not operational. Joint Venture of Louden Tribal Council, Galena City Council, and Galena City School District
AK-OP-182 |  |  | 781 | Ounalashka Chena Power, LLC |  |  | N/A | Independent Power Producer | Active | FALSE |  | Not operational
AK-OP-183 |  | 60349 |  | Juneau Hydropower, Inc |  |  | N/A | Independent Power Producer | N/A | FALSE |  | Not operational
AK-OP-176 |  |  |  | Alaska Renewable Energy Partners |  |  | N/A |  | N/A | FALSE |  | Not operational
AK-OP-184 |  |  |  | Banner Wind, LLC | Commercial NAICS Non-Cogen | 4 | N/A | Independent Power Producer | N/A | FALSE | Wholesale | Sold to Nome Joint Utilities
AK-OP-185 |  |  |  | Enerdyne, LLC |  |  |  | Independent Power Producer | N/A | FALSE
AK-OP-186 |  |  |  | Minchumina Power Company |  |  |  | Private Electric Utility

## LOOKUP SalesReport 2025-03-03
Sales Reporting ID | Reporting Name | OPERATOR_AK-OP Operator ID | OPERATOR_EIA operator Number | OPERATOR_PCE Reporting ID | OPERATOR_RCA CPCN | OPERATOR_Operator Name | INTERTIE_Current Intertie ID | INTERTIE_Current Intertie name | Index Community | GNIS | Latitude | Longitude | AEA energy region | Communities reported | Notes
SR-1 | Alaska Electric Light&Power Co | AK-OP-133 | 213 |  | 1 | Alaska Electric Light&Power Co | 222-0000 | Juneau_grid | Juneau | 1404263 | 58.3019 | -134.4197 | Southeast | Juneau, Douglas, Greens Creek (Industrial)
SR-10 | TDX North Slope Generating Co | AK-OP-117 | 19277 |  | 227 | TDX North Slope Generating Co | 224_0000 | Deadhorse_grid | Deadhorse | 1866941 | 70.2056 | -148.5117 | North Slope | Deadhorse
SR-100 | Koyuk | AK-OP-006 | 221 | 331420 | 169 | Alaska Village Electric Cooperative | 060-0000 | Koyuk_grid | Koyuk | 1404981 | 64.9319 | -161.1569 | Bering Straits | Koyuk
SR-101 | Koyukuk | AK-OP-049 |  | 332140 | 687 | Koyukuk, City of | 136-0000 | Koyukuk_grid | Koyukuk | 1404984 | 64.8803 | -157.7008 | Yukon-Koyukuk/Upper Tanana | Koyukuk
SR-102 | Kwethluk | AK-OP-050 | 9832 | 332150 | 281 | Kwethluk Incorporated d/b/a Kuiggluum Kallugvia | 137-0000 | Kwethluk_grid | Kwethluk | 1405119 | 60.8122 | -161.4358 | Lower Yukon-Kuskokwim | Kwethluk
SR-103 | Kwigillingok | AK-OP-051 | 10491 | 332160 | 376 | Kwigillingok Power Company | 138-0000 | Kwigillingok_grid | Kwigillingok | 1405122 | 59.8644 | -163.1342 | Lower Yukon-Kuskokwim | Kwigillingok
SR-104 | Larsen Bay | AK-OP-052 | 10716 | 332170 | 353 | Larsen Bay Utility Company | 139-0000 | Larsen Bay_grid | Larsen Bay | 1405216 | 57.54 | -153.9786 | Kodiak | Larsen Bay
SR-105 | Levelock | AK-OP-053 |  | 332180 | 330 | Levelock Electrical Coop | 140-0000 | Levelock_grid | Levelock | 1405300 | 59.1142 | -156.8589 | Bristol Bay | Levelock
SR-106 | Lime Village | AK-OP-054 |  | 332190 | 570 | Lime Village Electric Utility | 141-0000 | Lime Village_grid | Lime Village | 1405351 | 61.3564 | -155.4356 | Lower Yukon-Kuskokwim | Lime Village
SR-107 | Lower Kalskag | AK-OP-006 | 221 | 331430 | 169 | Alaska Village Electric Cooperative | 052-2005 | Upper Kalskag_grid | Lower Kalskag | 1405763 | 61.5122 | -160.3581 | Lower Yukon-Kuskokwim | Lower Kalskag
SR-108 | Manley Hot Springs | AK-OP-055 | 11591 | 332200 | 264 | Manley Utilities | 188-0000 | Manley Hot Springs_grid | Manley Hot Springs | 1405922 | 65.0011 | -150.6339 | Yukon-Koyukuk/Upper Tanana | Manley Hot Springs
SR-109 | Manokotak | AK-OP-056 | 26317 | 332210 | 321 | Manokotak Power Company | 142-0000 | Manokotak_grid | Manokotak | 1405927 | 58.9814 | -159.0583 | Bristol Bay | Manokotak
SR-11 | Adak | AK-OP-088 |  | 331005 | 684 | TDX Adak Generating LLC | 186-0000 | Adak_grid | Adak | 1418109 | 51.88 | -176.6581 | Aleutians | Adak
SR-110 | Marshall | AK-OP-006 | 221 | 331440 | 169 | Alaska Village Electric Cooperative | 061-0000 | Marshall_grid | Marshall | 1405984 | 61.8778 | -162.0811 | Lower Yukon-Kuskokwim | Marshall
SR-111 | McGrath | AK-OP-057 | 12119 | 332220 | 44 | Mcgrath Light & Power | 143-0000 | McGrath_grid | McGrath | 1406131 | 62.9564 | -155.5958 | Yukon-Koyukuk/Upper Tanana | McGrath
SR-112 | Mekoryuk | AK-OP-006 | 221 | 331450 | 169 | Alaska Village Electric Cooperative | 062-0000 | Mekoryuk_grid | Mekoryuk | 1406211 | 60.3881 | -166.185 | Lower Yukon-Kuskokwim | Mekoryuk
SR-113 | Mentasta Lake | AK-OP-005 | 219 | 331160 | 2 | Alaska Power & Telephone Company | 026-2012 | Slana_grid | Mentasta Lake | 1406241 | 62.9211 | -143.7692 | Copper River/Chugach | Mentasta Lake
SR-114 | Minto | AK-OP-006 | 221 | 331460 | 169 | Alaska Village Electric Cooperative | 063-0000 | Minto_grid | Minto | 1406419 | 65.1504 | -149.3497 | Yukon-Koyukuk/Upper Tanana | Minto
SR-115 | Mountain Village | AK-OP-006 | 221 | 331470 | 169 | Alaska Village Electric Cooperative | 075-2020 | Mountain Village_grid | Mountain Village | 1406655 | 62.0856 | -163.7294 | Lower Yukon-Kuskokwim | Mountain Village
SR-116 | Naknek, South Naknek, King Salmon | AK-OP-059 | 13201 | 332280 | 22 | Naknek Electric Association | 150-0000 | Naknek_grid | Naknek | 1406798 | 58.7283 | -157.0139 | Bristol Bay | Naknek, South Naknek, King Salmon
SR-117 | Napakiak | AK-OP-060 | 13211 | 332290 | 319 | Napakiak Ircinraq | 034-1988 | Bethel_grid | Napakiak | 1406829 | 60.6967 | -161.9519 | Lower Yukon-Kuskokwim | Napakiak
SR-118 | Napaskiak | AK-OP-061 |  | 332300 | 625 | Napaskiak Electric Utility | 153-0000 | Napaskiak_grid | Napaskiak | 1406834 | 60.7081 | -161.7661 | Lower Yukon-Kuskokwim | Napaskiak
SR-119 | Naukati Bay | AK-OP-005 | 219 | 331170 | 2 | Alaska Power & Telephone Company | 023-2015 | Prince of Wales Is._grid | Naukati Bay | 1866964 | 55.8736 | -133.1847 | Southeast | Naukati Bay
SR-12 | Akhiok | AK-OP-001 |  | 331010 | 449 | Akhiok, City of | 001-0000 | Akhiok_grid | Akhiok | 1398007 | 56.9456 | -154.1703 | Kodiak | Akhiok
SR-120 | Nelson Lagoon | AK-OP-063 | 13477 | 332320 | 340 | Nelson Lagoon Electrical Coop | 156-0000 | Nelson Lagoon_grid | Nelson Lagoon | 1418948 | 56.0006 | -161.207 | Aleutians | Nelson Lagoon
SR-121 | New Stuyahok | AK-OP-006 | 221 | 331480 | 169 | Alaska Village Electric Cooperative | 065-2016 | New_Stuyahok_grid | New Stuyahok | 1406972 | 59.4528 | -157.3119 | Bristol Bay | New Stuyahok
SR-122 | Newtok | AK-OP-099 |  | 332870 | 375 | Ungusraq Power Company | 196-0000 | Newtok_grid | Newtok | 1406985 | 60.9428 | -164.6294 | Lower Yukon-Kuskokwim | Newtok
SR-123 | Nightmute | AK-OP-006 | 221 | 331490 | 169 | Alaska Village Electric Cooperative | 088-2008 | Toksook Bay_grid | Nightmute | 1407008 | 60.4794 | -164.7239 | Lower Yukon-Kuskokwim | Nightmute
SR-124 | Nikolai | AK-OP-065 |  | 332330 | 416 | Nikolai, City of | 158-0000 | Nikolai_grid | Nikolai | 1407022 | 63.0133 | -154.375 | Yukon-Koyukuk/Upper Tanana | Nikolai
SR-125 | Nikolski | AK-OP-096 |  | 332740 | 242 | Umnak Power Company | 193-0000 | Nikolski_grid | Nikolski | 1418954 | 52.9381 | -168.8678 | Aleutians | Nikolski
SR-126 | Noatak | AK-OP-006 | 221 | 331500 | 169 | Alaska Village Electric Cooperative | 066-0000 | Noatak_grid | Noatak | 1413638 | 67.5711 | -162.9653 | Northwest Arctic | Noatak
SR-127 | Nome | AK-OP-066 | 13642 | 332340 | 150 | Nome Joint Utility Systems | 159-0000 | Nome_grid | Nome | 1407125 | 64.5011 | -165.4064 | Bering Straits | Nome
SR-128 | Noorvik | AK-OP-006 | 221 | 331510 | 169 | Alaska Village Electric Cooperative | 067-0000 | Noorvik_grid | Noorvik | 1413646 | 66.8383 | -161.0328 | Northwest Arctic | Noorvik
SR-129 | Northway, Northway Village, Northway Junction | AK-OP-005 | 219 | 331180 | 2 | Alaska Power & Telephone Company | 012-0000 | Northway_grid | Northway | 1407253 | 62.9617 | -141.9372 | Yukon-Koyukuk/Upper Tanana | Northway, Northway Village, Northway Junction
SR-13 | Akiachak | AK-OP-003 | 192 | 331020 | 412 | Akiachak Native Community | 002-0000 | Akiachak_grid | Akiachak | 1398011 | 60.9094 | -161.4314 | Lower Yukon-Kuskokwim | Akiachak
SR-130 | Nuiqsut | AK-OP-067 | 26616 | 332380 | 254 | North Slope Borough Power & Light | 163-0000 | Nuiqsut_grid | Nuiqsut | 1416680 | 70.2175 | -150.9764 | North Slope | Nuiqsut
SR-131 | Nulato | AK-OP-006 | 221 | 331520 | 169 | Alaska Village Electric Cooperative | 068-0000 | Nulato_grid | Nulato | 1407321 | 64.7194 | -158.1031 | Yukon-Koyukuk/Upper Tanana | Nulato
SR-132 | Nunam Iqua | AK-OP-068 |  | 332420 | 408 | Nunam Iqua Electric Company | 167-0000 | Nunam Iqua_grid | Nunam Iqua | 1409405 | 62.5336 | -164.8411 | Lower Yukon-Kuskokwim | Nunam Iqua
SR-133 | Nunapitchuk | AK-OP-006 | 221 | 331530 | 169 | Alaska Village Electric Cooperative | 055-2006 | Kasigluk_grid | Nunapitchuk | 1407339 | 60.8969 | -162.4594 | Lower Yukon-Kuskokwim | Nunapitchuk
SR-134 | Old Harbor | AK-OP-006 | 221 | 331540 | 169 | Alaska Village Electric Cooperative | 069-0000 | Old Harbor_grid | Old Harbor | 1407483 | 57.2028 | -153.3039 | Kodiak | Old Harbor
SR-135 | Ouzinkie | AK-OP-070 | 14234 | 332440 | 357 | Ouzinkie, City of | 170-0000 | Ouzinkie_grid | Ouzinkie | 1407684 | 57.9236 | -152.5022 | Kodiak | Ouzinkie
SR-136 | Pedro Bay | AK-OP-071 | 14633 | 332450 | 662 | Pedro Bay Village Council | 171-0000 | Pedro Bay_grid | Pedro Bay | 1407862 | 59.7872 | -154.1061 | Bristol Bay | Pedro Bay
SR-137 | Pelican | AK-OP-072 | 29297 | 332460 | 24 | Pelican Utility | 172-0000 | Pelican_grid | Pelican | 1424201 | 57.9608 | -136.2275 | Southeast | Pelican
SR-138 | Perryville | AK-OP-073 | 14832 | 332470 | 659 | Native Village of Perryville | 155-0000 | Perryville_grid | Perryville | 1407902 | 55.914 | -159.1633 | Bristol Bay | Perryville
SR-139 | Pilot Point | AK-OP-074 |  | 332480 | 425 | Pilot Point Electric Utility | 173-0000 | Pilot Point_grid | Pilot Point | 1407992 | 57.5642 | -157.5792 | Bristol Bay | Pilot Point
SR-14 | Akiak | AK-OP-002 |  | 331030 | 635 | Akiak City Council | 003-0000 | Akiak_grid | Akiak | 1398012 | 60.9122 | -161.2139 | Lower Yukon-Kuskokwim | Akiak
SR-140 | Pilot Station | AK-OP-006 | 221 | 331550 | 169 | Alaska Village Electric Cooperative | 070-0000 | Pilot Station_grid | Pilot Station | 1407993 | 61.9389 | -162.875 | Lower Yukon-Kuskokwim | Pilot Station
SR-141 | Pitkas Point | AK-OP-006 | 221 | 331560 | 169 | Alaska Village Electric Cooperative | 075-1985 | Saint Mary's_grid | Pitkas Point | 1408054 | 62.0328 | -163.2878 | Lower Yukon-Kuskokwim | Pitkas Point
SR-142 | Platinum | AK-OP-075 |  | 332490 | 0 | Platinum, City of | 174-0000 | Platinum_grid | Platinum | 1408072 | 59.0131 | -161.8164 | Lower Yukon-Kuskokwim | Platinum
SR-143 | Point Hope | AK-OP-067 | 26616 | 332390 | 254 | North Slope Borough Power & Light | 164-0000 | Point Hope_grid | Point Hope | 1408110 | 68.3486 | -166.7347 | North Slope | Point Hope
SR-144 | Point Lay | AK-OP-067 | 26616 | 332400 | 254 | North Slope Borough Power & Light | 165-0000 | Point Lay_grid | Point Lay | 1408115 | 69.7439 | -163.0084 | North Slope | Point Lay
SR-145 | Port Alsworth | AK-OP-085 |  | 332590 | 447 | Tanalian Electric Cooperative | 183-0000 | Port Alsworth_grid | Port Alsworth | 1408208 | 60.2025 | -154.3128 | Bristol Bay | Port Alsworth
SR-146 | Port Heiden | AK-OP-077 |  | 332500 | 399 | Port Heiden Utilities | 175-0000 | Port Heiden_grid | Port Heiden | 1419072 | 56.9326 | -158.625 | Bristol Bay | Port Heiden
SR-147 | Quinhagak | AK-OP-006 | 221 | 331570 | 169 | Alaska Village Electric Cooperative | 071-0000 | Quinhagak_grid | Quinhagak | 1408462 | 59.7489 | -161.9158 | Lower Yukon-Kuskokwim | Quinhagak
SR-148 | Rampart | AK-OP-079 |  | 332520 | 759 | Rampart Village Council | 177-0000 | Rampart_grid | Rampart | 1408519 | 65.505 | -150.17 | Yukon-Koyukuk/Upper Tanana | Rampart
SR-149 | Red Devil | AK-OP-058 | 12485 | 332250 | 343 | Middle Kuskokwim Electric | 146-0000 | Red Devil_grid | Red Devil | 1408580 | 61.7611 | -157.3125 | Lower Yukon-Kuskokwim | Red Devil
SR-15 | Akutan | AK-OP-004 | 24486 | 331040 | 293 | Akutan, City of | 004-0000 | Akutan_grid | Akutan | 1418123 | 54.1356 | -165.7731 | Aleutians | Akutan
SR-150 | Ruby | AK-OP-080 |  | 332530 | 364 | Ruby, City of | 178-0000 | Ruby_grid | Ruby | 1408878 | 64.7394 | -155.4869 | Yukon-Koyukuk/Upper Tanana | Ruby
SR-151 | Russian Mission | AK-OP-006 | 221 | 331580 | 169 | Alaska Village Electric Cooperative | 072-0000 | Russian Mission_grid | Russian Mission | 1408925 | 61.785 | -161.3203 | Lower Yukon-Kuskokwim | Russian Mission
SR-152 | Saint George | AK-OP-082 |  | 332550 | 410 | Saint George, City of | 179-0000 | Saint George_grid | Saint George | 1419161 | 56.6 | -169.5417 | Aleutians | Saint George
SR-153 | Saint Mary's, Andreafsky | AK-OP-006 | 221 | 331660 | 169 | Alaska Village Electric Cooperative | 075-2020 | Saint Mary's_grid | Saint Mary's | 1398261 | 62.0531 | -163.1658 | Lower Yukon-Kuskokwim | Saint Mary's, Andreafsky
SR-154 | Saint Michael | AK-OP-006 | 221 | 331670 | 169 | Alaska Village Electric Cooperative | 084-2015 | Stebbins_grid | Saint Michael | 1408977 | 63.4781 | -162.0392 | Bering Straits | Saint Michael
SR-155 | Saint Paul | AK-OP-083 | 17898 | 332560 | 339 | Saint Paul Municipal Electric | 180-0000 | Saint Paul_grid | Saint Paul | 1419163 | 57.1222 | -170.275 | Aleutians | Saint Paul
SR-156 | Sand Point | AK-OP-155 |  | 332540 | 749 | TDX Corporation | 187-0000 | Sand Point_grid | Sand Point | 1419182 | 55.3397 | -160.4972 | Aleutians | Sand Point
SR-157 | Savoonga | AK-OP-006 | 221 | 331590 | 169 | Alaska Village Electric Cooperative | 076-0000 | Savoonga_grid | Savoonga | 1409106 | 63.6942 | -170.4789 | Bering Straits | Savoonga
SR-158 | Scammon Bay | AK-OP-006 | 221 | 331600 | 169 | Alaska Village Electric Cooperative | 077-0000 | Scammon Bay_grid | Scammon Bay | 1409133 | 61.8428 | -165.5817 | Lower Yukon-Kuskokwim | Scammon Bay
SR-159 | Selawik | AK-OP-006 | 221 | 331610 | 169 | Alaska Village Electric Cooperative | 078-0000 | Selawik_grid | Selawik | 1413930 | 66.6039 | -160.0069 | Northwest Arctic | Selawik
SR-16 | Alakanuk | AK-OP-006 | 221 | 331240 | 169 | Alaska Village Electric Cooperative | 045-2016 | Emmonak_grid | Alakanuk | 1398042 | 62.6889 | -164.6153 | Lower Yukon-Kuskokwim | Alakanuk
SR-160 | Shageluk | AK-OP-006 | 221 | 331620 | 169 | Alaska Village Electric Cooperative | 079-0000 | Shageluk_grid | Shageluk | 1409306 | 62.6822 | -159.5619 | Yukon-Koyukuk/Upper Tanana | Shageluk
SR-161 | Shaktoolik | AK-OP-006 | 221 | 331630 | 169 | Alaska Village Electric Cooperative | 080-0000 | Shaktoolik_grid | Shaktoolik | 1669434 | 64.3339 | -161.1539 | Bering Straits | Shaktoolik
SR-162 | Shishmaref | AK-OP-006 | 221 | 331640 | 169 | Alaska Village Electric Cooperative | 081-0000 | Shishmaref_grid | Shishmaref | 1409434 | 66.2567 | -166.0719 | Bering Straits | Shishmaref
SR-163 | Shungnak | AK-OP-006 | 221 | 331650 | 169 | Alaska Village Electric Cooperative | 149-1980 | Shungnak_grid | Shungnak | 1413983 | 66.8881 | -157.1364 | Northwest Arctic | Shungnak
SR-164 | Skagway | AK-OP-005 | 219 | 331190 | 2 | Alaska Power & Telephone Company | 032-1998 | Haines_grid | Skagway | 1414754 | 59.4583 | -135.3139 | Southeast | Skagway
SR-165 | Slana | AK-OP-005 | 219 | 331195 | 2 | Alaska Power & Telephone Company | 026-2010 | Slana_grid | Slana | 1409698 | 62.7069 | -143.9611 | Copper River/Chugach | Slana
SR-166 | Sleetmute | AK-OP-058 | 12485 | 332260 | 343 | Middle Kuskokwim Electric | 147-0000 | Sleetmute_grid | Sleetmute | 1409747 | 61.7025 | -157.1697 | Lower Yukon-Kuskokwim | Sleetmute
SR-167 | Stebbins | AK-OP-006 | 221 | 331680 | 169 | Alaska Village Electric Cooperative | 084-2015 | Stebbins_grid | Stebbins | 1410158 | 63.5222 | -162.2881 | Bering Straits | Stebbins
SR-168 | Stevens Village | AK-OP-081 |  | 332570 | 709 | Stevens Village Ira Council | 181-0000 | Stevens Village_grid | Stevens Village | 1410198 | 66.0064 | -149.0908 | Yukon-Koyukuk/Upper Tanana | Stevens Village
SR-169 | Stony River | AK-OP-058 | 12485 | 332270 | 343 | Middle Kuskokwim Electric | 148-0000 | Stony River_grid | Stony River | 1410241 | 61.7831 | -156.5881 | Lower Yukon-Kuskokwim | Stony River
SR-17 | Allakaket, Alatna | AK-OP-005 | 219 | 331050 | 2 | Alaska Power & Telephone Company | 005-0000 | Allakaket_grid | Allakaket | 1398129 | 66.5656 | -152.6456 | Yukon-Koyukuk/Upper Tanana | Allakaket, Alatna
SR-170 | Takotna | AK-OP-084 |  | 332580 | 394 | Takotna Community Assoc Inc | 182-0000 | Takotna_grid | Takotna | 1410562 | 62.9886 | -156.0642 | Yukon-Koyukuk/Upper Tanana | Takotna
SR-171 | Tanana | AK-OP-086 | 18474 | 332600 | 92 | Tanana Power Company Inc | 184-0000 | Tanana_grid | Tanana | 1410629 | 65.1719 | -152.0789 | Yukon-Koyukuk/Upper Tanana | Tanana
SR-172 | Tatitlek | AK-OP-087 | 18480 | 332610 | 586 | Tatitlek Village Ira Council | 185-0000 | Tatitlek_grid | Tatitlek | 1415193 | 60.8647 | -146.6786 | Copper River/Chugach | Tatitlek
SR-173 | Teller | AK-OP-091 | 18521 | 331685 | 61 | Teller Power Company | 085-0000 | Teller_grid | Teller | 1410730 | 65.2636 | -166.3608 | Bering Straits | Teller
SR-173 | Teller | AK-OP-091 | 18521 | 332620 | 61 | Teller Power Company | 085-0000 | Teller_grid | Teller | 1410730 | 65.2636 | -166.3608 | Bering Straits | Teller
SR-174 | Tenakee Springs | AK-OP-092 | 18541 | 332630 | 363 | Tenakee Springs, City of | 189-0000 | Tenakee Springs_grid | Tenakee Springs | 1415210 | 57.7808 | -135.2189 | Southeast | Tenakee Springs
SR-175 | Tetlin | AK-OP-005 | 219 | 331200 | 2 | Alaska Power & Telephone Company | 015-2008 | Tok_grid | Tetlin | 1410765 | 63.1351 | -142.5239 | Yukon-Koyukuk/Upper Tanana | Tetlin
SR-176 | Thorne Bay, Kasaan | AK-OP-005 | 219 | 331210 | 2 | Alaska Power & Telephone Company | 023-2015 | Prince of Wales Is._grid | Thorne Bay | 1669435 | 55.6878 | -132.5222 | Southeast | Thorne Bay, Kasaan
SR-176 | Thorne Bay, City of | AK-OP-172 | 18877 | 331210 | 0 | Thorne Bay, City of |  | ThorneBay_grid | Thorne Bay | 1669435 | 55.6878 | -132.5222 | Southeast | Thorne Bay
SR-177 | Togiak | AK-OP-006 | 221 | 331690 | 169 | Alaska Village Electric Cooperative | 086-0000 | Togiak_grid | Togiak | 1411039 | 59.0619 | -160.3764 | Bristol Bay | Togiak
SR-178 | Tok, Tanacross | AK-OP-005 | 219 | 331220 | 2 | Alaska Power & Telephone Company | 015-2008 | Tok_grid | Tok | 1411046 | 63.3367 | -142.9856 | Yukon-Koyukuk/Upper Tanana | Tok, Tanacross
SR-179 | Toksook Bay | AK-OP-006 | 221 | 331700 | 169 | Alaska Village Electric Cooperative | 088-2008 | Toksook Bay_grid | Toksook Bay | 1411060 | 60.5338 | -165.1037 | Lower Yukon-Kuskokwim | Toksook Bay
SR-18 | Ambler | AK-OP-006 | 221 | 331250 | 169 | Alaska Village Electric Cooperative | 035-0000 | Ambler_grid | Ambler | 1412509 | 67.0861 | -157.8514 | Northwest Arctic | Ambler
SR-180 | Tuluksak | AK-OP-093 |  | 332710 | 664 | Tuluksak Traditional | 190-0000 | Tuluksak_grid | Tuluksak | 1411295 | 61.1025 | -160.9617 | Lower Yukon-Kuskokwim | Tuluksak
SR-181 | Tuntutuliak | AK-OP-094 | 19267 | 332720 | 344 | Tuntutuliak Community | 191-0000 | Tuntutuliak_grid | Tuntutuliak | 1411324 | 60.3431 | -162.6631 | Lower Yukon-Kuskokwim | Tuntutuliak
SR-182 | Tununak | AK-OP-006 | 221 | 331710 | 169 | Alaska Village Electric Cooperative | 088-2008 | Toksook Bay_grid | Tununak | 1410644 | 60.5856 | -165.2558 | Lower Yukon-Kuskokwim | Tununak
SR-183 | Twin Hills | AK-OP-095 |  | 332730 | 729 | Twin Hills Village Council | 192-0000 | Twin Hills_grid | Twin Hills | 1416737 | 59.0792 | -160.275 | Bristol Bay | Twin Hills | Sold to AVEC 9/20223
SR-184 | Unalakleet | AK-OP-098 | 40548 | 332850 | 741 | Unalakleet Valley Electric Cooperative | 194-0000 | Unalakleet_grid | Unalakleet | 1411517 | 63.8731 | -160.7881 | Bering Straits | Unalakleet
SR-185 | Unalaska | AK-OP-097 | 19454 | 332860 | 106 | Unalaska, City of | 195-0000 | Unalaska_grid | Unalaska | 1419424 | 53.8736 | -166.5367 | Aleutians | Unalaska
SR-186 | Venetie | AK-OP-100 |  | 332880 | 663 | Venetie Village Electric | 197-0000 | Venetie_grid | Venetie | 1411644 | 67.0139 | -146.4186 | Yukon-Koyukuk/Upper Tanana | Venetie
SR-187 | Wainwright | AK-OP-067 | 26616 | 332410 | 254 | North Slope Borough Power & Light | 166-0000 | Wainwright_grid | Wainwright | 1411728 | 70.6369 | -160.0383 | North Slope | Wainwright
SR-188 | Wales | AK-OP-006 | 221 | 331730 | 169 | Alaska Village Electric Cooperative | 090-0000 | Wales_grid | Wales | 1404755 | 65.6092 | -168.0875 | Bering Straits | Wales
SR-189 | Whale Pass | AK-OP-005 | 219 | 331230 | 2 | Alaska Power & Telephone Company | 213-0000 | Whale_Pass_grid | Whale Pass | 1744590 | 56.1153 | -133.1208 | Southeast | Whale Pass
SR-19 | Anaktuvuk Pass | AK-OP-067 | 26616 | 332350 | 254 | North Slope Borough Power & Light | 160-0000 | Anaktuvuk Pass_grid | Anaktuvuk Pass | 1398235 | 68.1433 | -151.7358 | North Slope | Anaktuvuk Pass
SR-190 | White Mountain | AK-OP-101 | 20535 | 332890 | 409 | White Mountain, City of | 198-0000 | WhiteMountain_grid | White Mountain | 1411989 | 64.6814 | -163.4056 | Bering Straits | White Mountain
SR-191 | Yakutat | AK-OP-102 | 30150 | 332900 | 53 | Yakutat Power Inc | 091-0000 | Yakutat_grid | Yakutat | 1415858 | 59.5469 | -139.7272 | Southeast | Yakutat
SR-192 | Copper Valley Elec Assn, Inc | AK-OP-103 | 4329 |  | 10 | Copper Valley Elec Assn, Inc | 216-0000 | CopperValley_grid | Valdez | 1412465 | 61.1308 | -146.3483 | Copper River/Chugach | In addition to Valdez, the CVEA service area includes 14 other communities.
SR-193 | Sitka, City & Borough of | AK-OP-130 | 17271 |  | 100 | Sitka, City & Borough of | 219-0000 | Sitka_grid | Sitka | 1414736 | 57.0531 | -135.33 | Southeast | Sitka
SR-194 | Barrow Utilities & Electric Cooperative Inc. | AK-OP-134 | 1276 |  | 214 | Barrow Utilities & Electric Cooperative Inc. | 221-0000 | Utqiagvik_grid | Utqiagvik | 1398635 | 71.2906 | -156.7886 | North Slope | Utqiagvik
SR-195 | Metlakatla Power & Light | AK-OP-108 | 12385 |  | 0 | Metlakatla Power & Light | 225_0000 | Metlakatla_grid | Metlakatla | 1423661 | 55.1292 | -131.5722 | Southeast | Metlakatla
SR-197 | Arctic Utilities, Inc | AK-OP-171 | 409 |  | 0 | TNSG | 224_0000 | Deadhorse_grid | Deadhorse | 1866941 | 70.2056 | -148.5117 | North Slope | Deadhorse
SR-198 | Petersburg, City of | AK-OP-110 | 14856 |  | 212 | Petersburg, City of | 217-2009 | SEAPA_grid | Petersburg | 1424228 | 56.8113 | -132.9512 | Southeast | Petersburg
SR-199 | Seward, City of | AK-OP-111 | 16955 |  | 108 | Seward, City of | 215-1985 | Railbelt_grid | Seward | 1414598 | 60.1042 | -149.4422 | Railbelt | The City of Seward service area includes the communities of Crown Point, Primrose, Bear Creek and Lowell Point.
SR-2 | Anchorage Mun Light and Power | AK-OP-109 | 599 |  | 121 | Anchorage Mun Light and Power | 215-1985 | Railbelt_grid | Anchorage | 1398242 | 61.2181 | -149.9003 | Railbelt | Anchorage
SR-20 | Angoon | AK-OP-041 | 18963 | 332650 | 240 | Inside Passage Electric | 125-0000 | Angoon_grid | Angoon | 1420113 | 57.5033 | -134.5839 | Southeast | Angoon
SR-200 | Wrangell, City of | AK-OP-135 | 21015 |  | 111 | Wrangell, City of | 217-2009 | SEAPA_grid | Wrangell | 1415843 | 56.4708 | -132.3767 | Southeast | Wrangell
SR-201 | U S Air Force-Eielson AFB | AK-OP-120 | 22199 |  | 0 |  | 215-1985 | Railbelt_grid | Eielson AFB | 2418568 | 64.6633 | -147.0544 | Railbelt | U S Air Force-Eielson AFB
SR-202 | Manley Hot Springs | AK-OP-090 | 56503 | 332200 | 72 | TDX Manley Generating LLC | 188-0000 | Manley Hot Springs_grid | Manley Hot Springs | 1405922 | 65.0011 | -150.6339 | Yukon-Koyukuk/Upper Tanana | Manley Hot Springs
SR-204 | Alaska Electric G & T Coop Inc | AK-OP-140 | 288 |  | 345 | Alaska Electric G & T Coop Inc | 215-1985 | Railbelt_grid |  |  |  |  | Railbelt
SR-205 | Alaska Energy Authority | AK-OP-129 | 42889 |  | 0 | Alaska Energy Authority | 215-1985 | Railbelt_grid |  |  |  |  | Railbelt | Alaska Energy Authority
SR-206 | Alyeska Seafoods Inc | AK-OP-161 | 431 |  | 0 | Alyeska Seafoods Inc
SR-207 | NUI Energy Brokers, Inc | AK-OP-173 | 13880 |  | 0 | NUI Energy Brokers, Inc
SR-208 | U S Army-Ft Wainwright | AK-OP-174 | 22200 |  | 0 | U S Army-Ft Wainwright | 215-1985 | Railbelt_grid |  |  |  |  | Railbelt | U S Army-Ft Wainwright
SR-209 | Unisea Inc | AK-OP-126 | 19553 |  | 0 | Unisea Inc
SR-21 | Aniak | AK-OP-009 | 4959 | 331760 | 5 | Aniak Light & Power | 093-0000 | Aniak_grid | Aniak | 1398286 | 61.5783 | -159.5222 | Lower Yukon-Kuskokwim | Aniak
SR-210 | University of Alaska | AK-OP-127 | 19511 |  | 452 | University of Alaska | 215-1985 | Railbelt_grid |  |  |  |  | Railbelt | University of Alaska
SR-211 | Alaska Electric & Energy Coop | AK-OP-112 | 49803 |  | 640 | Alaska Electric & Energy Coop | 215-1985 | Railbelt_grid |  |  |  |  | Railbelt | Subsidiary of Homer Electric Association
SR-212 | Southeast Alaska Power Agency | AK-OP-124 | 60770 |  | 0 | Southeast Alaska Power Agency | 217-2009 | SEAPA_grid |  |  |  |  | Southeast | Provides power to Ketchikan, Wrangell, Petersburg
SR-22 | Anvik | AK-OP-006 | 221 | 331260 | 169 | Alaska Village Electric Cooperative | 036-0000 | Anvik_grid | Anvik | 1398335 | 62.6561 | -160.2067 | Yukon-Koyukuk/Upper Tanana | Anvik
SR-23 | Arctic Village | AK-OP-010 |  | 331770 | 747 | Arctic Village Electric Company | 094-0000 | Arctic Village_grid | Arctic Village | 1398382 | 68.1269 | -145.5378 | Yukon-Koyukuk/Upper Tanana | Arctic Village
SR-24 | Atka | AK-OP-011 | 56256 | 331750 | 291 | Atka, City of | 095-0000 | Atka_grid | Atka | 1418170 | 52.1961 | -174.2006 | Aleutians | Atka
SR-24 | Atka | AK-OP-008 | 653 | 331750 | 291 | Andreanof Electric Corp | 095-0000 | Atka_grid | Atka | 1418170 | 52.1961 | -174.2006 | Aleutians | Atka
SR-25 | Atmautluak | AK-OP-012 | 878 | 331780 | 337 | Atmautluak Tribal Utilities | 096-0000 | Atmautluak_grid | Atmautluak | 1699811 | 60.8669 | -162.2731 | Lower Yukon-Kuskokwim | Atmautluak
SR-26 | Atqasuk | AK-OP-067 | 26616 | 332360 | 254 | North Slope Borough Power & Light | 161-0000 | Atqasuk_grid | Atqasuk | 1406178 | 70.4692 | -157.3994 | North Slope | Atqasuk
SR-27 | Beaver | AK-OP-013 |  | 331790 | 420 | Beaver Joint Utilities | 097-0000 | Beaver_grid | Beaver | 1398776 | 66.3594 | -147.3964 | Yukon-Koyukuk/Upper Tanana | Beaver
SR-28 | Bethel, Oscarville | AK-OP-014 | 1651 | 331800 | 43 | Bethel Utilities Corp | 034-1988 | Bethel_grid | Bethel | 1398908 | 60.7922 | -161.7558 | Lower Yukon-Kuskokwim | Bethel, Oscarville
SR-29 | Bettles, Evansville | AK-OP-005 | 219 | 331060 | 2 | Alaska Power & Telephone Company | 007-0000 | Bettles_grid | Bettles | 1926949 | 66.9189 | -151.5161 | Yukon-Koyukuk/Upper Tanana | Bettles, Evansville
SR-3 | Chugach Electric Assn Inc | AK-OP-132 | 3522 |  | 8 | Chugach Electric Assn Inc | 215-1985 | Railbelt_grid | Anchorage | 1398242 | 61.2181 | -149.9003 | Railbelt | In addition to Anchorage, the CEA service area includes eight other communities.
SR-30 | Birch Creek | AK-OP-015 | 1747 | 331810 | 767 | Birch Creek Electric Company | 098-0000 | Birch Creek_grid | Birch Creek | 1399049 | 66.259 | -145.819 | Yukon-Koyukuk/Upper Tanana | Birch Creek
SR-31 | Brevig Mission | AK-OP-006 | 221 | 331270 | 169 | Alaska Village Electric Cooperative | 039-0000 | Brevig Mission_grid | Brevig Mission | 1420670 | 65.3347 | -166.4892 | Bering Straits | Brevig Mission
SR-32 | Buckland | AK-OP-016 |  | 331820 | 432 | Buckland, City of | 099-0000 | Buckland_grid | Buckland | 1412684 | 65.9797 | -161.1231 | Northwest Arctic | Buckland
SR-33 | Central | AK-OP-139 | 56739 | 331830 | 341 | Gold Country Energy | 116-0000 | Central_grid | Central | 1400106 | 65.5725 | -144.8031 | Yukon-Koyukuk/Upper Tanana | Central
SR-33 | Central | AK-OP-018 | 6111 | 331830 | 341 | Central Electric Inc. | 116-0000 | Central_grid | Central | 1400106 | 65.5725 | -144.8031 | Yukon-Koyukuk/Upper Tanana | Central
SR-34 | Chalkyitsik | AK-OP-019 |  | 331840 | 682 | Chalkyitsik Village Council | 100-0000 | Chalkyitsik_grid | Chalkyitsik | 1400128 | 66.6544 | -143.7222 | Yukon-Koyukuk/Upper Tanana | Chalkyitsik
SR-35 | Chefornak | AK-OP-062 | 3422 | 332310 | 365 | Naterkaq Light Plant (City of Chefornak) | 154-0000 | Chefornak_grid | Chefornak | 1400188 | 60.16 | -164.2658 | Lower Yukon-Kuskokwim | Chefornak
SR-36 | Chenega Bay | AK-OP-020 |  | 331850 | 686 | Chenega Ira Council | 101-0000 | Chenega_grid | Chenega Bay | 1421254 | 60.0633 | -148.0114 | Copper River/Chugach | Chenega Bay
SR-37 | Chevak | AK-OP-006 | 221 | 331280 | 169 | Alaska Village Electric Cooperative | 040-0000 | Chevak_grid | Chevak | 1400219 | 61.5278 | -165.5864 | Lower Yukon-Kuskokwim | Chevak
SR-38 | Chignik | AK-OP-021 | 3421 | 331860 | 297 | Chignik, City of | 104-0000 | Chignik_grid | Chignik | 1400269 | 56.2953 | -158.4022 | Bristol Bay | Chignik
SR-39 | Chignik Lagoon | AK-OP-023 |  | 331870 | 658 | Chignik Lagoon Power Utility | 102-0000 | Chignik Lagoon_grid | Chignik Lagoon | 1400274 | 56.3084 | -158.5302 | Bristol Bay | Chignik Lagoon
SR-4 | Golden Valley Elec Assn Inc | AK-OP-104 | 7353 |  | 13 | Golden Valley Elec Assn Inc | 215-1985 | Railbelt_grid | Fairbanks | 1401958 | 64.8378 | -147.7164 | Railbelt | In addition to Fairbanks, the GVEA service area includes 25 other communities.
SR-40 | Chignik Lake | AK-OP-022 |  | 331880 | 437 | Chignik Lake Electric Utility | 103-0000 | Chignik Lake_grid | Chignik Lake | 1893911 | 56.2556 | -158.7625 | Bristol Bay | Chignik Lake
SR-41 | Chilkat Valley | AK-OP-041 | 18963 | 332660 | 240 | Inside Passage Electric | 032-1998 | Haines_grid | Chilkat Valley | 1421022 | 59.3997 | -135.8964 | Southeast | Chilkat Valley
SR-42 | Chistochina | AK-OP-005 | 219 | 331070 | 2 | Alaska Power & Telephone Company | 026-2010 | Slana_grid | Chistochina | 1400333 | 62.5718 | -144.6542 | Copper River/Chugach | Chistochina
SR-43 | Chitina | AK-OP-024 | 3465 | 331890 | 368 | Chitina Electric Inc | 105-0000 | Chitina_grid | Chitina | 1400337 | 61.5158 | -144.4369 | Copper River/Chugach | Chitina
SR-44 | Chuathbaluk | AK-OP-058 | 12485 | 332230 | 343 | Middle Kuskokwim Electric | 144-0000 | Chuathbaluk_grid | Chuathbaluk | 1400376 | 61.5719 | -159.245 | Lower Yukon-Kuskokwim | Chuathbaluk
SR-45 | Circle | AK-OP-025 |  | 331900 | 256 | Circle Electric Utility | 106-0000 | Circle_grid | Circle | 1400404 | 65.8256 | -144.0606 | Yukon-Koyukuk/Upper Tanana | Circle
SR-46 | Clark's Point | AK-OP-026 |  | 331910 | 360 | Clark's Point, City of | 107-0000 | Clark's Point_grid | Clark's Point | 1400426 | 58.8442 | -158.5508 | Bristol Bay | Clark's Point
SR-47 | Coffman Cove | AK-OP-005 | 219 | 331080 | 2 | Alaska Power & Telephone Company | 023-2015 | Prince of Wales Is._grid | Coffman Cove | 1669437 | 56.0139 | -132.8278 | Southeast | Coffman Cove
SR-48 | Cold Bay | AK-OP-034 | 6866 | 331980 | 88 | G & K Inc | 114-0000 | Cold Bay_grid | Cold Bay | 1418448 | 55.1858 | -162.7211 | Aleutians | Cold Bay
SR-49 | Cordova, Eyak | AK-OP-027 | 40215 | 331920 | 160 | Cordova Electric Cooperative | 014-1990 | Cordova_grid | Cordova | 1421215 | 60.5428 | -145.7575 | Copper River/Chugach | Cordova, Eyak
SR-5 | Homer Electric Assn Inc | AK-OP-105 | 19558 |  | 32 | Homer Electric Assn Inc | 215-1985 | Railbelt_grid | Homer | 1413141 | 59.6425 | -151.5483 | Railbelt | In addition to Homer, the HEA service area includes 29 other communities
SR-50 | Craig | AK-OP-005 | 219 | 331090 | 2 | Alaska Power & Telephone Company | 023-2015 | Prince of Wales Is._grid | Craig | 1421260 | 55.4764 | -133.1483 | Southeast | Craig
SR-51 | Crooked Creek | AK-OP-058 | 12485 | 332240 | 343 | Middle Kuskokwim Electric | 145-0000 | Crooked Creek_grid | Crooked Creek | 1400824 | 61.87 | -158.1108 | Lower Yukon-Kuskokwim | Crooked Creek
SR-52 | Deering | AK-OP-042 | 9416 | 332060 | 369 | Ipnatchiaq Electric Company | 130-0000 | Deering_grid | Deering | 1412894 | 66.0756 | -162.7172 | Northwest Arctic | Deering
SR-53 | Dillingham, Aleknagik | AK-OP-069 | 13870 | 332430 | 45 | Nushagak Electric Cooperative | 169-0000 | Dillingham_grid | Dillingham | 1401203 | 59.0397 | -158.4575 | Bristol Bay | Dillingham, Aleknagik
SR-54 | Diomede | AK-OP-028 |  | 331930 | 383 | Diomede Joint Utilities | 110-0000 | Diomede_grid | Diomede | 1401213 | 65.7538 | -168.9231 | Bering Straits | Diomede
SR-55 | Dot Lake, Dot Lake Village | AK-OP-005 | 219 | 331100 | 2 | Alaska Power & Telephone Company | 015-2008 | Tok_grid | Dot Lake | 1401364 | 63.6614 | -144.0644 | Yukon-Koyukuk/Upper Tanana | Dot Lake, Dot Lake Village
SR-56 | Eagle, Eagle Village | AK-OP-005 | 219 | 331110 | 2 | Alaska Power & Telephone Company | 009-0000 | Eagle_grid | Eagle | 1401499 | 64.7881 | -141.2 | Yukon-Koyukuk/Upper Tanana | Eagle, Eagle Village
SR-57 | Eek | AK-OP-006 | 221 | 331290 | 169 | Alaska Village Electric Cooperative | 041-0000 | Eek_grid | Eek | 1401666 | 60.2189 | -162.0244 | Lower Yukon-Kuskokwim | Eek
SR-58 | Egegik | AK-OP-029 | 5553 | 331940 | 320 | Egegik Light & Power Co | 111-0000 | Egegik_grid | Egegik | 1401686 | 58.2156 | -157.3758 | Bristol Bay | Egegik
SR-58 | Egegik | AK-OP-029 | 57351 |  | 320 | Egegik Light & Power Co | 111-0000 | Egegik_grid | Egegik | 1401686 | 58.2156 | -157.3758 | Bristol Bay | Egegik
SR-59 | Ekwok | AK-OP-030 |  | 331950 | 688 | City of Ekwok | 065-2016 | New_Stuyahok_grid | Ekwok | 1401738 | 59.3497 | -157.4753 | Bristol Bay | Ekwok
SR-6 | Ketchikan Public Utilities | AK-OP-131 | 10210 |  | 103 | Ketchikan Public Utilities | 217-2009 | SEAPA_grid | Ketchikan | 1423039 | 55.3422 | -131.6461 | Southeast | Ketchikan, Saxman
SR-60 | Elfin Cove | AK-OP-031 | 5721 | 331960 | 701 | Elfin Cove Utility Commission | 112-0000 | Elfin Cove_grid | Elfin Cove | 1401787 | 58.1944 | -136.3433 | Southeast | Elfin Cove
SR-61 | Elim | AK-OP-006 | 221 | 331300 | 169 | Alaska Village Electric Cooperative | 043-0000 | Elim_grid | Elim | 1401788 | 64.6175 | -162.2606 | Bering Straits | Elim
SR-62 | Emmonak | AK-OP-006 | 221 | 331310 | 169 | Alaska Village Electric Cooperative | 045-2016 | Emmonak_grid | Emmonak | 1401837 | 62.7778 | -164.5231 | Lower Yukon-Kuskokwim | Emmonak
SR-63 | False Pass | AK-OP-032 |  | 331970 | 442 | False Pass, City of | 113-0000 | False Pass_grid | False Pass | 1418574 | 54.8508 | -163.415 | Aleutians | False Pass
SR-64 | Fort Yukon | AK-OP-037 | 7833 | 332020 | 63 | Gwitchyaa Zhee Utilities Company | 119-0000 | Fort Yukon_grid | Fort Yukon | 1402276 | 66.5647 | -145.2739 | Yukon-Koyukuk/Upper Tanana | Fort Yukon
SR-65 | Galena | AK-OP-033 | 6915 | 331990 | 274 | Galena, City of | 115-0000 | Galena_grid | Galena | 1402457 | 64.7333 | -156.9275 | Yukon-Koyukuk/Upper Tanana | Galena
SR-66 | Gambell | AK-OP-006 | 221 | 331320 | 169 | Alaska Village Electric Cooperative | 046-0000 | Gambell_grid | Gambell | 1402463 | 63.7797 | -171.7411 | Bering Straits | Gambell
SR-67 | Golovin | AK-OP-035 |  | 332000 | 373 | Golovin Power Utilities | 117-0000 | Golovin_grid | Golovin | 1402760 | 64.5433 | -163.0292 | Bering Straits | Golovin
SR-68 | Goodnews Bay | AK-OP-006 | 221 | 331330 | 169 | Alaska Village Electric Cooperative | 047-0000 | Goodnews Bay_grid | Goodnews Bay | 1415910 | 59.1189 | -161.5875 | Lower Yukon-Kuskokwim | Goodnews Bay
SR-69 | Grayling | AK-OP-006 | 221 | 331340 | 169 | Alaska Village Electric Cooperative | 048-0000 | Grayling_grid | Grayling | 1402921 | 62.9036 | -160.0647 | Yukon-Koyukuk/Upper Tanana | Grayling
SR-7 | Kodiak Electric Assn Inc | AK-OP-106 | 10433 |  | 16 | Kodiak Electric Assn Inc | 223-0000 | Kodiak_grid | Kodiak | 1404875 | 57.79 | -152.4072 | Kodiak | The KEA service area includes the communities of Port Lions, Chiniak, Womens Bay and Woody Island.
SR-70 | Gustavus | AK-OP-036 | 7822 | 332010 | 417 | Alaska Power & Telephone Company | 118-0000 | Gustavus_grid | Gustavus | 1403078 | 58.4133 | -135.7369 | Southeast | Gustavus
SR-71 | Haines, Covenant Life | AK-OP-005 | 219 | 331120 | 2 | Alaska Power & Telephone Company | 032-1998 | Haines_grid | Haines | 1422400 | 59.2286 | -135.4441 | Southeast | Haines, Covenant Life
SR-72 | Healy Lake | AK-OP-005 | 219 | 331130 | 2 | Alaska Power & Telephone Company | 011-0000 | Healy Lake_grid | Healy Lake | 2419534 | 63.9872 | -144.6998 | Yukon-Koyukuk/Upper Tanana | Healy Lake
SR-73 | Hollis | AK-OP-005 | 219 | 331140 | 2 | Alaska Power & Telephone Company | 023-2015 | Prince of Wales Is._grid | Hollis | 1866952 | 55.5567 | -132.6364 | Southeast | Hollis
SR-74 | Holy Cross | AK-OP-006 | 221 | 331350 | 169 | Alaska Village Electric Cooperative | 049-0000 | Holy Cross_grid | Holy Cross | 1403447 | 62.1994 | -159.7714 | Yukon-Koyukuk/Upper Tanana | Holy Cross
SR-75 | Hoonah | AK-OP-041 | 18963 | 332670 | 240 | Inside Passage Electric | 128-0000 | Hoonah_grid | Hoonah | 1403488 | 58.11 | -135.4436 | Southeast | Hoonah
SR-76 | Hooper Bay | AK-OP-006 | 221 | 331360 | 169 | Alaska Village Electric Cooperative | 050-0000 | Hooper Bay_grid | Hooper Bay | 1403493 | 61.5311 | -166.0967 | Lower Yukon-Kuskokwim | Hooper Bay
SR-77 | Hughes | AK-OP-038 | 9000 | 332030 | 332 | Hughes Power & Light | 120-0000 | Hughes_grid | Hughes | 1403596 | 66.0489 | -154.2556 | Yukon-Koyukuk/Upper Tanana | Hughes
SR-78 | Huslia | AK-OP-006 | 221 | 331370 | 169 | Alaska Village Electric Cooperative | 051-0000 | Huslia_grid | Huslia | 1403644 | 65.6986 | -156.3997 | Yukon-Koyukuk/Upper Tanana | Huslia
SR-79 | Hydaburg | AK-OP-005 | 219 | 331150 | 2 | Alaska Power & Telephone Company | 023-2015 | Prince of Wales Is._grid | Hydaburg | 1422709 | 55.2081 | -132.8267 | Southeast | Hydaburg
SR-8 | Matanuska Electric Assn Inc | AK-OP-107 | 11824 |  | 18 | Matanuska Electric Assn Inc | 215-1985 | Railbelt_grid | Wasilla | 1411788 | 61.5814 | -149.4394 | Railbelt | In addition to Wasilla, the MEA service area includes 28 other communities.
SR-80 | Igiugig | AK-OP-039 | 9192 | 332040 | 681 | Igiugig Electric Company | 121-0000 | Igiugig_grid | Igiugig | 1403706 | 59.3278 | -155.8947 | Bristol Bay | Igiugig
SR-81 | Iliamna, Newhalen, Nondalton | AK-OP-040 | 9188 | 332050 | 280 | I-N-N Electric Coop, Inc | 123-1983 | Newhalen_grid | Iliamna | 1403763 | 59.7568 | -154.9111 | Bristol Bay | Iliamna, Newhalen, Nondalton
SR-82 | Kake | AK-OP-041 | 18963 | 332680 | 240 | Inside Passage Electric | 129-0000 | Kake_grid | Kake | 1422926 | 56.9758 | -133.9472 | Southeast | Kake
SR-83 | Kaktovik | AK-OP-067 | 26616 | 332370 | 254 | North Slope Borough Power & Light | 162-0000 | Kaktovik_grid | Kaktovik | 1404349 | 70.1319 | -143.6239 | North Slope | Kaktovik
SR-84 | Kalskag | AK-OP-006 | 221 | 331720 | 169 | Alaska Village Electric Cooperative | 052-2005 | Upper Kalskag_grid | Kalskag | 1404378 | 61.5372 | -160.3053 | Lower Yukon-Kuskokwim | Kalskag
SR-85 | Kaltag | AK-OP-006 | 221 | 331380 | 169 | Alaska Village Electric Cooperative | 054-0000 | Kaltag_grid | Kaltag | 1404379 | 64.3272 | -158.7219 | Yukon-Koyukuk/Upper Tanana | Kaltag
SR-86 | Karluk | AK-OP-007 |  | 331740 | 683 | Alutiiq Power Company | 092-0000 | Karluk_grid | Karluk | 1404456 | 57.5719 | -154.4556 | Kodiak | Karluk
SR-87 | Kasigluk | AK-OP-006 | 221 | 331390 | 169 | Alaska Village Electric Cooperative | 055-2006 | Kasigluk_grid | Kasigluk | 1404483 | 60.8956 | -162.5181 | Lower Yukon-Kuskokwim | Kasigluk
SR-88 | Kiana | AK-OP-006 | 221 | 331400 | 169 | Alaska Village Electric Cooperative | 057-0000 | Kiana_grid | Kiana | 1413311 | 66.975 | -160.4228 | Northwest Arctic | Kiana
SR-89 | King Cove | AK-OP-043 | 9897 | 332070 | 289 | King Cove, City of | 131-0000 | King Cove_grid | King Cove | 1418792 | 55.0617 | -162.3103 | Aleutians | King Cove
SR-9 | Paxson Inn and Lodge | AK-OP-137 | 26754 |  | 91 | Paxson Inn and Lodge | 226_0000 | Paxson_grid | Paxson | 1866966 | 63.0897 | -145.6131 | Copper River/Chugach | Paxson
SR-90 | Kipnuk | AK-OP-044 |  | 332080 | 446 | Kipnuk Light Plant | 132-0000 | Kipnuk_grid | Kipnuk | 1404781 | 59.9389 | -164.0414 | Lower Yukon-Kuskokwim | Kipnuk
SR-91 | Kivalina | AK-OP-006 | 221 | 331410 | 169 | Alaska Village Electric Cooperative | 058-0000 | Kivalina_grid | Kivalina | 1413348 | 67.7269 | -164.5333 | Northwest Arctic | Kivalina
SR-92 | Klawock | AK-OP-005 | 219 | 331155 | 2 | Alaska Power & Telephone Company | 023-2015 | Prince of Wales Is._grid | Klawock | 1423100 | 55.5522 | -133.0958 | Southeast | Klawock
SR-93 | Klukwan | AK-OP-041 | 18963 | 332700 | 240 | Inside Passage Electric | 032-1998 | Haines_grid | Klukwan | 1866956 | 59.4039 | -135.8844 | Southeast | Klukwan
SR-94 | Kobuk | AK-OP-045 |  | 332090 | 407 | Kobuk Valley Electric Company | 149-1980 | Shungnak_grid | Kobuk | 1413362 | 66.9072 | -156.8811 | Northwest Arctic | Kobuk
SR-95 | Kokhanok | AK-OP-046 | 10455 | 332100 | 660 | Kokhanok Village Council | 134-0000 | Kokhanok_grid | Kokhanok | 1404333 | 59.4394 | -154.7761 | Bristol Bay | Kokhanok
SR-96 | Koliganek | AK-OP-064 |  | 332110 | 661 | New Koliganek Village Council | 157-0000 | Koliganek_grid | Koliganek | 1404914 | 59.7286 | -157.2844 | Bristol Bay | Koliganek
SR-97 | Kongiganak | AK-OP-078 |  | 332510 | 395 | Puvurnaq Power Company | 176-0000 | Kongiganak_grid | Kongiganak | 1404934 | 59.9533 | -162.8951 | Lower Yukon-Kuskokwim | Kongiganak
SR-98 | Kotlik | AK-OP-047 | 9898 | 332120 | 285 | Kotlik Joint Utility | 059-0000 | Kotlik_grid | Kotlik | 1404964 | 63.0342 | -163.5533 | Lower Yukon-Kuskokwim | Kotlik
SR-99 | Kotzebue | AK-OP-048 | 10451 | 332130 | 17 | Kotzebue Electric Association | 135-0000 | Kotzebue_grid | Kotzebue | 1413378 | 66.8983 | -162.5967 | Northwest Arctic | Kotzebue
SR-183 | Twin Hills | AK-OP-006 |  | 332730 | 169 | Alaska Village Electric Cooperative | 086-2023 | Togiak_grid | Twin Hills | 1416737 | 59.0792 | -160.275 | Bristol Bay | Twin Hills
SR-191 | Yakutat | AK-OP-006 | 221 | 332900 | 169 | Alaska Village Electric Cooperative | 091-0000 | Yakutat_grid | Yakutat | 1415858 | 59.5469 | -139.7272 | Southeast | Yakutat | Sold to AVEC

## LOOKUP INTERTIES 2024-02-23
intertie_id | Intertie Unique ID Name | Current ID | Communities Intertied | Month of interite | Year of intertie | AEA energy region | Source
001-0000 | Akhiok_grid | TRUE | Akhiok |  |  | Kodiak
002-0000 | Akiachak_grid | TRUE | Akiachak |  |  | Lower Yukon-Kuskokwim
003-0000 | Akiak_grid | TRUE | Akiak |  |  | Lower Yukon-Kuskokwim
004-0000 | Akutan_grid | TRUE | Akutan |  |  | Aleutians
005-0000 | Allakaket_grid | TRUE | Allakaket, Alatna |  |  | Yukon-Koyukuk/Upper Tanana
007-0000 | Bettles_grid | TRUE | Bettles, Evansville |  |  | Yukon-Koyukuk/Upper Tanana
009-0000 | Eagle_grid | TRUE | Eagle, Eagle Village |  |  | Yukon-Koyukuk/Upper Tanana
011-0000 | Healy Lake_grid | TRUE | Healy Lake |  |  | Yukon-Koyukuk/Upper Tanana
012-0000 | Northway_grid | TRUE | Northway, Northway Village, Northway Junction |  |  | Yukon-Koyukuk/Upper Tanana
014-1990 | Cordova_grid | TRUE | Cordova, Eyak |  |  | Copper River/Chugach
015-1975 | Tok_grid | FALSE | Tok; Tanacross; Dot Lake, Dot Lake Village |  | 1975 | Yukon-Koyukuk/Upper Tanana | PCE reporting
015-2008 | Tok_grid | TRUE | Tok; Tanacross; Tetlin; Dot Lake, Dot Lake Village | 3 | 2008 | Yukon-Koyukuk/Upper Tanana | PCE reporting
023-1987 | Prince of Wales Is._grid | FALSE | Craig; Klawock |  | 1987 | Southeast
023-1999 | Prince of Wales Is._grid | FALSE | Craig; Klawock; Thorne Bay, Kasaan |  | 1999 | Southeast | Distributing Alaska's Power. 2008
023-2004 | Prince of Wales Is._grid | FALSE | Craig; Klawock; Thorne Bay, Kasaan; Hollis | 3 | 2004 | Southeast
023-2006 | Prince of Wales Is._grid | FALSE | Craig; Klawock; Thorne Bay, Kasaan; Hollis; Hydaburg | 1 | 2006 | Southeast | PCE reporting
023-2011 | Prince of Wales Is._grid | FALSE | Craig; Klawock; Thorne Bay, Kasaan; Hollis; Hydaburg; Coffman Cove | 10 | 2011 | Southeast | PCE reporting
023-2015 | Prince of Wales Is._grid | TRUE | Craig; Klawock; Thorne Bay, Kasaan; Hollis; Hydaburg; Coffman Cove; Naukati Bay | 2 | 2015 | Southeast | Southeast Alaska Intertie Study (2003)
026-0000 | Slana_grid | FALSE | Slana |  |  | Copper River/Chugach
026-2010 | Slana_grid | FALSE | Slana; Chistochina | 1 | 2010 | Copper River/Chugach | PCE reporting
026-2012 | Slana_grid | TRUE | Slana; Chistochina; Mentasta Lake | 1 | 2012 | Copper River/Chugach | PCE reporting
032-1993 | Haines_grid | FALSE | Haines, Covenant Life; Klukwan; Chilkat Valley |  | 1993 | Southeast
032-1998 | UpperLynnCanal_grid | TRUE | Haines, Covenant Life; Klukwan; Chilkat Valley; Skagway |  | 1998 | Southeast | Southeast Alaska Intertie Study (2003)
034-1980 | Bethel_grid | FALSE | Bethel; Napakiak |  | 1980 | Lower Yukon-Kuskokwim
034-1988 | Bethel_grid | TRUE | Bethel, Oscarville; Napakiak |  | 1988 | Lower Yukon-Kuskokwim
035-0000 | Ambler_grid | TRUE | Ambler |  |  | Northwest Arctic
036-0000 | Anvik_grid | TRUE | Anvik |  |  | Yukon-Koyukuk/Upper Tanana
039-0000 | Brevig Mission_grid | TRUE | Brevig Mission |  |  | Bering Straits
040-0000 | Chevak_grid | TRUE | Chevak |  |  | Lower Yukon-Kuskokwim
041-0000 | Eek_grid | TRUE | Eek |  |  | Lower Yukon-Kuskokwim
043-0000 | Elim_grid | TRUE | Elim |  |  | Bering Straits
045-0000 | Emmonak_grid | FALSE | Emmonak |  |  | Lower Yukon-Kuskokwim
045-2016 | Emmonak_grid | TRUE | Emmonak; Alakanuk | 9 | 2016 | Lower Yukon-Kuskokwim
046-0000 | Gambell_grid | TRUE | Gambell |  |  | Bering Straits
047-0000 | Goodnews Bay_grid | TRUE | Goodnews Bay |  |  | Lower Yukon-Kuskokwim
048-0000 | Grayling_grid | TRUE | Grayling |  |  | Yukon-Koyukuk/Upper Tanana
049-0000 | Holy Cross_grid | TRUE | Holy Cross |  |  | Yukon-Koyukuk/Upper Tanana
050-0000 | Hooper Bay_grid | TRUE | Hooper Bay |  |  | Lower Yukon-Kuskokwim
051-0000 | Huslia_grid | TRUE | Huslia |  |  | Yukon-Koyukuk/Upper Tanana
052-0000 | Upper Kalskag_grid | FALSE | Kalskag |  |  | Lower Yukon-Kuskokwim
052-2005 | Upper Kalskag_grid | TRUE | Kalskag; Lower Kalskag | 1 | 2005 | Lower Yukon-Kuskokwim | Distributing Alaska's Power. 2008
054-0000 | Kaltag_grid | TRUE | Kaltag |  |  | Yukon-Koyukuk/Upper Tanana
055-0000 | Kasigluk_grid | FALSE | Kasigluk |  |  | Lower Yukon-Kuskokwim
055-2006 | Kasigluk_grid | TRUE | Kasigluk; Nunapitchuk | 10 | 2006 | Lower Yukon-Kuskokwim
057-0000 | Kiana_grid | TRUE | Kiana |  |  | Northwest Arctic
058-0000 | Kivalina_grid | TRUE | Kivalina |  |  | Northwest Arctic
059-0000 | Kotlik_grid | TRUE | Kotlik |  |  | Lower Yukon-Kuskokwim
060-0000 | Koyuk_grid | TRUE | Koyuk |  |  | Bering Straits
061-0000 | Marshall_grid | TRUE | Marshall |  |  | Lower Yukon-Kuskokwim
062-0000 | Mekoryuk_grid | TRUE | Mekoryuk |  |  | Lower Yukon-Kuskokwim
063-0000 | Minto_grid | TRUE | Minto |  |  | Yukon-Koyukuk/Upper Tanana
065-0000 | New Stuyahok_grid | FALSE | New Stuyahok |  |  | Bristol Bay
065-2016 | New_Stuyahok_grid | TRUE | New Stuyahok; Ekwok |  | 2016 | Bristol Bay
066-0000 | Noatak_grid | TRUE | Noatak |  |  | Northwest Arctic
067-0000 | Noorvik_grid | TRUE | Noorvik |  |  | Northwest Arctic
068-0000 | Nulato_grid | TRUE | Nulato |  |  | Yukon-Koyukuk/Upper Tanana
069-0000 | Old Harbor_grid | TRUE | Old Harbor |  |  | Kodiak
070-0000 | Pilot Station_grid | TRUE | Pilot Station |  |  | Lower Yukon-Kuskokwim
071-0000 | Quinhagak_grid | TRUE | Quinhagak |  |  | Lower Yukon-Kuskokwim
072-0000 | Russian Mission_grid | TRUE | Russian Mission |  |  | Lower Yukon-Kuskokwim
075-1985 | Saint Mary's_grid | FALSE | Saint Mary's, Andreafsky; Pitkas Point |  | 1985 | Lower Yukon-Kuskokwim
075-2020 | Saint Mary's_grid | TRUE | Saint Mary's, Andreafsky; Pitkas Point; Mountain Village |  | 2020 | Lower Yukon-Kuskokwim
064-0000 | Mountain Village_grid | FALSE | Mountain Village |  |  | Lower Yukon-Kuskokwim
076-0000 | Savoonga_grid | TRUE | Savoonga |  |  | Bering Straits
077-0000 | Scammon Bay_grid | TRUE | Scammon Bay |  |  | Lower Yukon-Kuskokwim
078-0000 | Selawik_grid | TRUE | Selawik |  |  | Northwest Arctic
079-0000 | Shageluk_grid | TRUE | Shageluk |  |  | Yukon-Koyukuk/Upper Tanana
080-0000 | Shaktoolik_grid | TRUE | Shaktoolik |  |  | Bering Straits
081-0000 | Shishmaref_grid | TRUE | Shishmaref |  |  | Bering Straits
084-0000 | Stebbins_grid | FALSE | Stebbins |  |  | Bering Straits
084-2015 | Stebbins_grid | TRUE | Stebbins; Saint Michael | 9 | 2015 | Bering Straits | PCE reporting
085-0000 | Teller_grid | TRUE | Teller |  |  | Bering Straits
086-0000 | Togiak_grid | FALSE | Togiak |  |  | Bristol Bay
086-2020 | Togiak_grid | TRUE | Togiak; Twin Hills |  | 2020 | Bristol Bay
192-0000 | Twin Hills_grid | FALSE | Twin Hills |  |  | Bristol Bay
088-0000 | Toksook Bay_grid | FALSE | Toksook Bay |  |  | Lower Yukon-Kuskokwim
088-2006 | Toksook Bay_grid | FALSE | Toksook Bay; Tununak | 4 | 2006 | Lower Yukon-Kuskokwim | PCE reporting
088-2008 | Toksook Bay_grid | TRUE | Tooksook Bay; Tununak; Nightmute | 5 | 2008 | Lower Yukon-Kuskokwim | Distributing Alaska's Power. 2008
090-0000 | Wales_grid | TRUE | Wales |  |  | Bering Straits
091-0000 | Yakutat_grid | TRUE | Yakutat |  |  | Southeast
092-0000 | Karluk_grid | TRUE | Karluk |  |  | Kodiak
093-0000 | Aniak_grid | TRUE | Aniak |  |  | Lower Yukon-Kuskokwim
094-0000 | Arctic Village_grid | TRUE | Arctic Village |  |  | Yukon-Koyukuk/Upper Tanana
095-0000 | Atka_grid | TRUE | Atka |  |  | Aleutians
096-0000 | Atmautluak_grid | TRUE | Atmautluak |  |  | Lower Yukon-Kuskokwim
097-0000 | Beaver_grid | TRUE | Beaver |  |  | Yukon-Koyukuk/Upper Tanana
098-0000 | Birch Creek_grid | TRUE | Birch Creek |  |  | Yukon-Koyukuk/Upper Tanana
099-0000 | Buckland_grid | TRUE | Buckland |  |  | Northwest Arctic
100-0000 | Chalkyitsik_grid | TRUE | Chalkyitsik |  |  | Yukon-Koyukuk/Upper Tanana
101-0000 | Chenega_grid | TRUE | Chenega Bay |  |  | Copper River/Chugach
102-0000 | Chignik Lagoon_grid | TRUE | Chignik Lagoon |  |  | Bristol Bay
103-0000 | Chignik Lake_grid | TRUE | Chignik Lake |  |  | Bristol Bay
104-0000 | Chignik_grid | TRUE | Chignik |  |  | Bristol Bay
105-0000 | Chitina_grid | TRUE | Chitina |  |  | Copper River/Chugach
106-0000 | Circle_grid | TRUE | Circle |  |  | Yukon-Koyukuk/Upper Tanana
107-0000 | Clark's Point_grid | TRUE | Clark's Point |  |  | Bristol Bay
110-0000 | Diomede_grid | TRUE | Diomede |  |  | Bering Straits
111-0000 | Egegik_grid | TRUE | Egegik |  |  | Bristol Bay
112-0000 | Elfin Cove_grid | TRUE | Elfin Cove |  |  | Southeast
113-0000 | False Pass_grid | TRUE | False Pass |  |  | Aleutians
114-0000 | Cold Bay_grid | TRUE | Cold Bay |  |  | Aleutians
115-0000 | Galena_grid | TRUE | Galena |  |  | Yukon-Koyukuk/Upper Tanana
116-0000 | Central_grid | TRUE | Central |  |  | Yukon-Koyukuk/Upper Tanana
117-0000 | Golovin_grid | TRUE | Golovin |  |  | Bering Straits
118-0000 | Gustavus_grid | TRUE | Gustavus |  |  | Southeast
119-0000 | Fort Yukon_grid | TRUE | Fort Yukon |  |  | Yukon-Koyukuk/Upper Tanana
120-0000 | Hughes_grid | TRUE | Hughes |  |  | Yukon-Koyukuk/Upper Tanana
121-0000 | Igiugig_grid | TRUE | Igiugig |  |  | Bristol Bay
123-1983 | Newhalen_grid | TRUE | Iliamna, Newhalen, Nondalton |  | 1983 | Bristol Bay | https://www.innelectric.com/our-history.html
125-0000 | Angoon_grid | TRUE | Angoon |  |  | Southeast
128-0000 | Hoonah_grid | TRUE | Hoonah |  |  | Southeast
129-0000 | Kake_grid | TRUE | Kake |  |  | Southeast
130-0000 | Deering_grid | TRUE | Deering |  |  | Northwest Arctic
131-0000 | King Cove_grid | TRUE | King Cove |  |  | Aleutians
132-0000 | Kipnuk_grid | TRUE | Kipnuk |  |  | Lower Yukon-Kuskokwim
134-0000 | Kokhanok_grid | TRUE | Kokhanok |  |  | Bristol Bay
135-0000 | Kotzebue_grid | TRUE | Kotzebue |  |  | Northwest Arctic
136-0000 | Koyukuk_grid | TRUE | Koyukuk |  |  | Yukon-Koyukuk/Upper Tanana
137-0000 | Kwethluk_grid | TRUE | Kwethluk |  |  | Lower Yukon-Kuskokwim
138-0000 | Kwigillingok_grid | TRUE | Kwigillingok |  |  | Lower Yukon-Kuskokwim
139-0000 | Larsen Bay_grid | TRUE | Larsen Bay |  |  | Kodiak
140-0000 | Levelock_grid | TRUE | Levelock |  |  | Bristol Bay
141-0000 | Lime Village_grid | TRUE | Lime Village |  |  | Lower Yukon-Kuskokwim
142-0000 | Manokotak_grid | TRUE | Manokotak |  |  | Bristol Bay
143-0000 | McGrath_grid | TRUE | McGrath |  |  | Yukon-Koyukuk/Upper Tanana
144-0000 | Chuathbaluk_grid | TRUE | Chuathbaluk |  |  | Lower Yukon-Kuskokwim
145-0000 | Crooked Creek_grid | TRUE | Crooked Creek |  |  | Lower Yukon-Kuskokwim
146-0000 | Red Devil_grid | TRUE | Red Devil |  |  | Lower Yukon-Kuskokwim
147-0000 | Sleetmute_grid | TRUE | Sleetmute |  |  | Lower Yukon-Kuskokwim
148-0000 | Stony River_grid | TRUE | Stony River |  |  | Lower Yukon-Kuskokwim
149-1980 | Shungnak_grid | TRUE | Shungnak; Kobuk |  | 1980 | Northwest Arctic
150-0000 | Naknek_grid | TRUE | Naknek, South Naknek, King Salmon |  |  | Bristol Bay
153-0000 | Napaskiak_grid | TRUE | Napaskiak |  |  | Lower Yukon-Kuskokwim
154-0000 | Chefornak_grid | TRUE | Chefornak |  |  | Lower Yukon-Kuskokwim
155-0000 | Perryville_grid | TRUE | Perryville |  |  | Bristol Bay
156-0000 | Nelson Lagoon_grid | TRUE | Nelson Lagoon |  |  | Aleutians
157-0000 | Koliganek_grid | TRUE | Koliganek |  |  | Bristol Bay
158-0000 | Nikolai_grid | TRUE | Nikolai |  |  | Yukon-Koyukuk/Upper Tanana
159-0000 | Nome_grid | TRUE | Nome |  |  | Bering Straits
160-0000 | Anaktuvuk Pass_grid | TRUE | Anaktuvuk Pass |  |  | North Slope
161-0000 | Atqasuk_grid | TRUE | Atqasuk |  |  | North Slope
162-0000 | Kaktovik_grid | TRUE | Kaktovik |  |  | North Slope
163-0000 | Nuiqsut_grid | TRUE | Nuiqsut |  |  | North Slope
164-0000 | Point Hope_grid | TRUE | Point Hope |  |  | North Slope
165-0000 | Point Lay_grid | TRUE | Point Lay |  |  | North Slope
166-0000 | Wainwright_grid | TRUE | Wainwright |  |  | North Slope
167-0000 | Nunam Iqua_grid | TRUE | Nunam Iqua |  |  | Lower Yukon-Kuskokwim
169-0000 | Dillingham_grid | TRUE | Dillingham, Aleknagik |  |  | Bristol Bay
170-0000 | Ouzinkie_grid | TRUE | Ouzinkie |  |  | Kodiak
171-0000 | Pedro Bay_grid | TRUE | Pedro Bay |  |  | Bristol Bay
172-0000 | Pelican_grid | TRUE | Pelican |  |  | Southeast
173-0000 | Pilot Point_grid | TRUE | Pilot Point |  |  | Bristol Bay
174-0000 | Platinum_grid | TRUE | Platinum |  |  | Lower Yukon-Kuskokwim
175-0000 | Port Heiden_grid | TRUE | Port Heiden |  |  | Bristol Bay
176-0000 | Kongiganak_grid | TRUE | Kongiganak |  |  | Lower Yukon-Kuskokwim
177-0000 | Rampart_grid | TRUE | Rampart |  |  | Yukon-Koyukuk/Upper Tanana
178-0000 | Ruby_grid | TRUE | Ruby |  |  | Yukon-Koyukuk/Upper Tanana
179-0000 | Saint George_grid | TRUE | Saint George |  |  | Aleutians
180-0000 | Saint Paul_grid | TRUE | Saint Paul |  |  | Aleutians
181-0000 | Stevens Village_grid | TRUE | Stevens Village |  |  | Yukon-Koyukuk/Upper Tanana
182-0000 | Takotna_grid | TRUE | Takotna |  |  | Yukon-Koyukuk/Upper Tanana
183-0000 | Port Alsworth_grid | TRUE | Port Alsworth |  |  | Bristol Bay
184-0000 | Tanana_grid | TRUE | Tanana |  |  | Yukon-Koyukuk/Upper Tanana
185-0000 | Tatitlek_grid | TRUE | Tatitlek |  |  | Copper River/Chugach
186-0000 | Adak_grid | TRUE | Adak |  |  | Aleutians
187-0000 | Sand Point_grid | TRUE | Sand Point |  |  | Aleutians
188-0000 | Manley Hot Springs_grid | TRUE | Manley Hot Springs |  |  | Yukon-Koyukuk/Upper Tanana
189-0000 | Tenakee Springs_grid | TRUE | Tenakee Springs |  |  | Southeast
190-0000 | Tuluksak_grid | TRUE | Tuluksak |  |  | Lower Yukon-Kuskokwim
191-0000 | Tuntutuliak_grid | TRUE | Tuntutuliak |  |  | Lower Yukon-Kuskokwim
193-0000 | Nikolski_grid | TRUE | Nikolski |  |  | Aleutians
194-0000 | Unalakleet_grid | TRUE | Unalakleet |  |  | Bering Straits
195-0000 | Unalaska_grid | TRUE | Unalaska |  |  | Aleutians
196-0000 | Newtok_grid | TRUE | Newtok |  |  | Lower Yukon-Kuskokwim
197-0000 | Venetie_grid | TRUE | Venetie |  |  | Yukon-Koyukuk/Upper Tanana
198-0000 | WhiteMountain_grid | TRUE | White Mountain |  |  | Bering Straits
199-0000 | Kobuk_grid | FALSE | Kobuk |  |  | Northwest Arctic
200-0000 | Tununak_grid | FALSE | Tununak |  |  | Lower Yukon-Kuskokwim
201-0000 | Nightmute_grid | FALSE | Nightmute |  |  | Lower Yukon-Kuskokwim
202-0000 | SaintMichael_grid | FALSE | Saint Michael |  |  | Bering Straits
203-0000 | PitkasPoint_grid | FALSE | Pitkas Point |  |  | Lower Yukon-Kuskokwim
204-0000 | Nunapitchuk_grid | FALSE | Nunapitchuk |  |  | Lower Yukon-Kuskokwim
205-0000 | LowerKalskag_grid | FALSE | Lower Kalskag |  |  | Lower Yukon-Kuskokwim
206-0000 | Chistochina_grid | FALSE | Chistochina |  |  | Copper River/Chugach
207-0000 | Coffman_Cove_grid | FALSE | Coffman Cove |  |  | Southeast
208-0000 | Ekwok_grid | FALSE | Ekwok |  |  | Southeast
209-0000 | Hollis_grid | FALSE | Hollis |  |  | Southeast
210-0000 | Hydaburg_grid | FALSE | Hydaburg |  |  | Southeast
211-0000 | Naukati_Bay_grid | FALSE | Naukati Bay |  |  | Southeast
212-0000 | Tetlin_grid | FALSE | Tetlin |  |  | Yukon-Koyukuk/Upper Tanana
213-0000 | Whale_Pass_grid | TRUE | Whale Pass |  |  | Southeast
214-0000 | Mentasta_Lake_grid | FALSE | Mentasta Lake |  |  | Copper River/Chugach
215-1985 | Railbelt_grid | TRUE |  |  | 1985 | Railbelt | Distributing Alaska's Power. 2008
216-1982 | CopperValley_grid | TRUE |  |  | 1982 | Copper River/Chugach | Distributing Alaska's Power. 2008
217-2009 | SEAPA_grid | TRUE | Ketchikan, Petersburg, Wrangell | 10 | 2009 | Southeast | SEAPA communication
218-0000 | Alakanuk_grid | FALSE | Alakanuk |  |  | Lower Yukon-Kuskokwim
219-0000 | Sitka_grid | TRUE | Sitka |  |  | Southeast
221-0000 | Utqiagvik_grid | TRUE | Utqiagvik |  |  | North Slope
222-0000 | Juneau_grid | TRUE | Juneau, Douglas |  |  | Southeast
223-0000 | Kodiak_grid | TRUE | Kodiak, Kodiak Station, Port Lions, Chiniak, Woody Island |  |  | Kodiak
224_0000 | Deadhorse_grid | TRUE | Deadhorse |  |  | North Slope
225_0000 | Metlakatla_grid | TRUE | Metlakatla |  |  | Southeast
226_0000 | Paxson_grid | TRUE | Paxson |  |  | Copper River/Chugach
227-0000 | Ketchikan_grid | FALSE | Ketchikan |  |  | Southeast
228-1981 | Wrangell-Petersburg_grid | FALSE | Wrangell-Petersburg |  | 1981 | Southeast | Southeast Alaska Integrated Resource Plan. 2012

## LOOKUP Communities
census_code | gnis_feature_id | latitude | longitude | name | PCE ID | aea_energy_region__id | aea_energy_region__name | alaska_native_regional_corporation__id | alaska_native_regional_corporation__name | census_area__id | census_area__census_code | census_area__county_code | census_area__gnis_feature_id | census_area__historical | census_area__name | census_area__notes
65 | 1418109 | 51.88 | -176.6581 | Adak | 331005 | 3 | Aleutians | 2 | Aleut Corporation | 2 | 99016 | 16 | 1419965 | FALSE | Aleutians West Census Area | Created from the remainder of the former Aleutian Islands Census Area (02-010) when the new Aleutians East Borough (02-013) was created effective October 23, 1987; 1980 population: 6,125.
425 | 1397926 | 58.0221 | -152.7652 | Afognak | N/A |  |  | 10 | Koniag, Incorporated | 14 | 99150 | 150 | 1419974 | FALSE | Kodiak Island Borough
650 | 1398007 | 56.9456 | -154.1703 | Akhiok | 331010 | 1 | Kodiak | 10 | Koniag, Incorporated | 14 | 99150 | 150 | 1419974 | FALSE | Kodiak Island Borough
760 | 1398011 | 60.9094 | -161.4314 | Akiachak | 331020 | 2 | Lower Yukon-Kuskokwim | 6 | Calista Corporation | 4 | 99050 | 50 | 1419966 | FALSE | Bethel Census Area
870 | 1398012 | 60.9122 | -161.2139 | Akiak | 331030 | 2 | Lower Yukon-Kuskokwim | 6 | Calista Corporation | 4 | 99050 | 50 | 1419966 | FALSE | Bethel Census Area
1090 | 1418123 | 54.1356 | -165.7731 | Akutan | 331040 | 3 | Aleutians | 2 | Aleut Corporation | 1 | 99013 | 13 | 1419964 | FALSE | Aleutians East Borough | Created from part of the former Aleutian Islands Census Area (02-010) effective October 23, 1987. The remainder of the former Aleutian Islands Census Area was established as the new Aleutians West Census Area (02-016); 1980 population: 1,643.
1200 | 1398042 | 62.6889 | -164.6153 | Alakanuk | 331240 | 2 | Lower Yukon-Kuskokwim | 6 | Calista Corporation | 26 | 99270 | 158 | 1419985 | FALSE | Kusilvak Census Area | Formerly known as the Wade Hampton Census Area, FIPS code 270
1305 | 1865542 | 66.5572 | -152.7072 | Alatna | 331050 | 6 | Yukon-Koyukuk/Upper Tanana | 9 | Doyon, Limited | 29 | 99290 | 290 | 1419987 | FALSE | Yukon-Koyukuk Census Area | Part taken to create the new Denali Borough (02-068) effective December 7, 1990; 1990 detached population: 1,682.
1390 | 2418762 | 62.6748 | -141.1314 | Alcan Border | N/A | 6 | Yukon-Koyukuk/Upper Tanana |  |  | 24 | 99240 | 240 | 1419983 | FALSE | Southeast Fairbanks Census Area | Unpopulated part taken to create the new Denali Borough (02-068) effective December 7, 1990.
1420 | 1398091 | 59.2731 | -158.6178 | Aleknagik | 332430 | 10 | Bristol Bay | 5 | Bristol Bay Native Corporation | 7 | 99070 | 70 | 1419968 | FALSE | Dillingham Census Area | Part taken to create the new Lake and Peninsula Borough (02-164) effective April 24, 1989; 1980 detached population: 1,384.
1560 | 1865543 | 58.06 | -152.9097 | Aleneva | N/A |  |  |  |  | 14 | 99150 | 150 | 1419974 | FALSE | Kodiak Island Borough
1860 | 1398129 | 66.5656 | -152.6456 | Allakaket | 331050 | 6 | Yukon-Koyukuk/Upper Tanana | 9 | Doyon, Limited | 29 | 99290 | 290 | 1419987 | FALSE | Yukon-Koyukuk Census Area | Part taken to create the new Denali Borough (02-068) effective December 7, 1990; 1990 detached population: 1,682.
1882 | 1865544 | 70.3281 | -150.9775 | Alpine | N/A |  |  |  |  | 18 | 99185 | 185 | 1419978 | FALSE | North Slope Borough | Unpopulated part plus all of the former Kobuk Census Area (02-140) taken to create the new Northwest Arctic Borough (02-188) effective June 2, 1986.
1970 | 1412509 | 67.0861 | -157.8514 | Ambler | 331250 | 8 | Northwest Arctic | 11 | NANA Regional Corporation, Incorporated | 19 | 99188 | 188 | 1419979 | FALSE | Northwest Arctic Borough | Created from all of the former Kobuk Census Area (02-140) and an unpopulated part of the North Slope Borough (02-185) effective June 2, 1986; 1980 population: 4,831.
2080 | 1398235 | 68.1433 | -151.7358 | Anaktuvuk Pass | 332350 | 11 | North Slope | 3 | Arctic Slope Regional Corporation | 18 | 99185 | 185 | 1419978 | FALSE | North Slope Borough | Unpopulated part plus all of the former Kobuk Census Area (02-140) taken to create the new Northwest Arctic Borough (02-188) effective June 2, 1986.
3000 | 1398242 | 61.2181 | -149.9003 | Anchorage | N/A | 5 | Railbelt |  |  | 3 | 99020 | 20 | 1416061 | FALSE | Anchorage Municipality
3110 | 1412516 | 59.7767 | -151.8314 | Anchor Point | N/A | 5 | Railbelt |  |  | 12 | 99122 | 122 | 1419972 | FALSE | Kenai Peninsula Borough
3220 | 1398245 | 64.3442 | -149.1869 | Anderson | N/A | 5 | Railbelt |  |  | 6 | 99068 | 68 | 1419988 | FALSE | Denali Borough | Created from part of the Yukon-Koyukuk Census Area (02-290) and an unpopulated part of the Southeast Fairbanks Census Area (02-240) effective December 7, 1990; 1990 population: 1,682.
-16 | 2418771 | 62.0715 | -163.2795 | Andreafsky | 331660 | 2 | Lower Yukon-Kuskokwim | 6 | Calista Corporation | 26 | 99270 | 158 | 1419985 | FALSE | Kusilvak Census Area | Formerly known as the Wade Hampton Census Area, FIPS code 270
3440 | 1420113 | 57.5033 | -134.5839 | Angoon | 332650 | 4 | Southeast | 12 | Sealaska Corporation | 10 | 33390 | 105 | 2371430 | FALSE | Hoonah-Angoon Census Area | Created from the remainder of the former Skagway-Hoonah-Angoon Census Area (02-232) when the new Skagway Municipality (02-230) was created effective June 20, 2007; population: 2,574. Part taken to create new Petersburg Borough (02-195) effective January 3, 2013; estimated detached population: 1.
3550 | 1398286 | 61.5783 | -159.5222 | Aniak | 331760 | 2 | Lower Yukon-Kuskokwim | 6 | Calista Corporation | 4 | 99050 | 50 | 1419966 | FALSE | Bethel Census Area
3880 | 1398335 | 62.6561 | -160.2067 | Anvik | 331260 | 6 | Yukon-Koyukuk/Upper Tanana | 9 | Doyon, Limited | 29 | 99290 | 290 | 1419987 | FALSE | Yukon-Koyukuk Census Area | Part taken to create the new Denali Borough (02-068) effective December 7, 1990; 1990 detached population: 1,682.
3990 | 1398382 | 68.1269 | -145.5378 | Arctic Village | 331770 | 6 | Yukon-Koyukuk/Upper Tanana |  |  | 29 | 99290 | 290 | 1419987 | FALSE | Yukon-Koyukuk Census Area | Part taken to create the new Denali Borough (02-068) effective December 7, 1990; 1990 detached population: 1,682.
4210 | 1418170 | 52.1961 | -174.2006 | Atka | 331750 | 3 | Aleutians | 2 | Aleut Corporation | 2 | 99016 | 16 | 1419965 | FALSE | Aleutians West Census Area | Created from the remainder of the former Aleutian Islands Census Area (02-010) when the new Aleutians East Borough (02-013) was created effective October 23, 1987; 1980 population: 6,125.
4430 | 1699811 | 60.8669 | -162.2731 | Atmautluak | 331780 | 2 | Lower Yukon-Kuskokwim | 6 | Calista Corporation | 4 | 99050 | 50 | 1419966 | FALSE | Bethel Census Area
4500 | 1406178 | 70.4692 | -157.3994 | Atqasuk | 332360 | 11 | North Slope | 10 | Koniag, Incorporated | 18 | 99185 | 185 | 1419978 | FALSE | North Slope Borough | Unpopulated part plus all of the former Kobuk Census Area (02-140) taken to create the new Northwest Arctic Borough (02-188) effective June 2, 1986.
4670 | 2418783 | 52.8948 | -173.1242 | Attu Station | N/A |  |  |  |  | 2 | 99016 | 16 | 1419965 | FALSE | Aleutians West Census Area | Created from the remainder of the former Aleutian Islands Census Area (02-010) when the new Aleutians East Borough (02-013) was created effective October 23, 1987; 1980 population: 6,125.
4760 | 1398469 | 58.3833 | -134.6597 | Auke Bay | N/A |  |  |  |  | 11 | 99110 | 110 | 1419971 | FALSE | Juneau City and Borough
4990 | 1398512 | 57.1949 | -154.5072 | Ayakulik | N/A |  |  |  |  | 14 | 99150 | 150 | 1419974 | FALSE | Kodiak Island Borough
5000 | 1893447 | 64.8 | -147.5333 | Badger | N/A | 5 | Railbelt |  |  | 8 | 99090 | 90 | 1419969 | FALSE | Fairbanks North Star Borough
5200 | 1398635 | 71.2906 | -156.7886 | Barrow | N/A | 11 | North Slope | 3 | Arctic Slope Regional Corporation | 18 | 99185 | 185 | 1419978 | FALSE | North Slope Borough | Unpopulated part plus all of the former Kobuk Census Area (02-140) taken to create the new Northwest Arctic Borough (02-188) effective June 2, 1986.
5585 | 1865547 | 60.1642 | -149.395 | Bear Creek | N/A | 5 | Railbelt |  |  | 12 | 99122 | 122 | 1419972 | FALSE | Kenai Peninsula Borough
5750 | 1398776 | 66.3594 | -147.3964 | Beaver | 331790 | 6 | Yukon-Koyukuk/Upper Tanana | 9 | Doyon, Limited | 29 | 99290 | 290 | 1419987 | FALSE | Yukon-Koyukuk Census Area | Part taken to create the new Denali Borough (02-068) effective December 7, 1990; 1990 detached population: 1,682.
5970 | 1418210 | 55.0889 | -162.0306 | Belkofski | N/A |  |  | 2 | Aleut Corporation | 1 | 99013 | 13 | 1419964 | FALSE | Aleutians East Borough | Created from part of the former Aleutian Islands Census Area (02-010) effective October 23, 1987. The remainder of the former Aleutian Islands Census Area was established as the new Aleutians West Census Area (02-016); 1980 population: 1,643.
6245 | 1865548 | 61.1411 | -151.0828 | Beluga | N/A | 5 | Railbelt |  |  | 12 | 99122 | 122 | 1419972 | FALSE | Kenai Peninsula Borough
6520 | 1398908 | 60.7922 | -161.7558 | Bethel | 331800 | 2 | Lower Yukon-Kuskokwim | 6 | Calista Corporation | 4 | 99050 | 50 | 1419966 | FALSE | Bethel Census Area
6630 | 1926949 | 66.9189 | -151.5161 | Bettles | 331060 | 6 | Yukon-Koyukuk/Upper Tanana |  |  | 29 | 99290 | 290 | 1419987 | FALSE | Yukon-Koyukuk Census Area | Part taken to create the new Denali Borough (02-068) effective December 7, 1990; 1990 detached population: 1,682.
6850 | 1398949 | 64.1525 | -145.8422 | Big Delta | N/A | 5 | Railbelt |  |  | 24 | 99240 | 240 | 1419983 | FALSE | Southeast Fairbanks Census Area | Unpopulated part taken to create the new Denali Borough (02-068) effective December 7, 1990.
7070 | 1866933 | 61.5214 | -149.9544 | Big Lake | N/A | 5 | Railbelt |  |  | 16 | 99170 | 170 | 1419976 | FALSE | Matanuska-Susitna Borough
7390 | 1399024 | 62.9497 | -163.7789 | Bill Moore's Slough | N/A |  |  | 6 | Calista Corporation | 26 | 99270 | 158 | 1419985 | FALSE | Kusilvak Census Area | Formerly known as the Wade Hampton Census Area, FIPS code 270
7620 | 1399049 | 66.259 | -145.819 | Birch Creek | 331810 | 6 | Yukon-Koyukuk/Upper Tanana | 9 | Doyon, Limited | 29 | 99290 | 290 | 1419987 | FALSE | Yukon-Koyukuk Census Area | Part taken to create the new Denali Borough (02-068) effective December 7, 1990; 1990 detached population: 1,682.
8740 | 1420670 | 65.3347 | -166.4892 | Brevig Mission | 331270 | 9 | Bering Straits | 4 | Bering Straits Native Corporation | 17 | 99180 | 180 | 1419977 | FALSE | Nome Census Area
9600 | 1412684 | 65.9797 | -161.1231 | Buckland | 331820 | 8 | Northwest Arctic | 11 | NANA Regional Corporation, Incorporated | 19 | 99188 | 188 | 1419979 | FALSE | Northwest Arctic Borough | Created from all of the former Kobuk Census Area (02-140) and an unpopulated part of the North Slope Borough (02-185) effective June 2, 1986; 1980 population: 4,831.
9657 | 2418798 | 61.7162 | -149.1 | Buffalo Soapstone | N/A | 5 | Railbelt |  |  | 16 | 99170 | 170 | 1419976 | FALSE | Matanuska-Susitna Borough
9710 | 1416898 | 61.5422 | -149.0333 | Butte | N/A | 5 | Railbelt |  |  | 16 | 99170 | 170 | 1419976 | FALSE | Matanuska-Susitna Borough
10040 | 1412708 | 65.9133 | -161.9244 | Candle | N/A |  |  |  |  | 19 | 99188 | 188 | 1419979 | FALSE | Northwest Arctic Borough | Created from all of the former Kobuk Census Area (02-140) and an unpopulated part of the North Slope Borough (02-185) effective June 2, 1986; 1980 population: 4,831.
10150 | 1399788 | 63.3917 | -148.9508 | Cantwell | N/A | 5 | Railbelt | 1 | Ahtna, Incorporated | 6 | 99068 | 68 | 1419988 | FALSE | Denali Borough | Created from part of the Yukon-Koyukuk Census Area (02-290) and an unpopulated part of the Southeast Fairbanks Census Area (02-240) effective December 7, 1990; 1990 population: 1,682.
11690 | 1400106 | 65.5725 | -144.8031 | Central | 331830 | 6 | Yukon-Koyukuk/Upper Tanana |  |  | 29 | 99290 | 290 | 1419987 | FALSE | Yukon-Koyukuk Census Area | Part taken to create the new Denali Borough (02-068) effective December 7, 1990; 1990 detached population: 1,682.
11800 | 1400128 | 66.6544 | -143.7222 | Chalkyitsik | 331840 | 6 | Yukon-Koyukuk/Upper Tanana | 9 | Doyon, Limited | 29 | 99290 | 290 | 1419987 | FALSE | Yukon-Koyukuk Census Area | Part taken to create the new Denali Borough (02-068) effective December 7, 1990; 1990 detached population: 1,682.
11910 | 1400137 | 67.5053 | -148.4936 | Chandalar | N/A |  |  |  |  | 29 | 99290 | 290 | 1419987 | FALSE | Yukon-Koyukuk Census Area | Part taken to create the new Denali Borough (02-068) effective December 7, 1990; 1990 detached population: 1,682.
12350 | 1866934 | 62.4492 | -150.1017 | Chase | N/A | 5 | Railbelt |  |  | 16 | 99170 | 170 | 1419976 | FALSE | Matanuska-Susitna Borough
12680 | 1400188 | 60.16 | -164.2658 | Chefornak | 332310 | 2 | Lower Yukon-Kuskokwim | 6 | Calista Corporation | 4 | 99050 | 50 | 1419966 | FALSE | Bethel Census Area
12900 | 1400199 | 65.0531 | -146.0556 | Chena Hot Springs | N/A |  |  |  |  | 8 | 99090 | 90 | 1419969 | FALSE | Fairbanks North Star Borough
12920 | 2582710 | 64.7941 | -148.0357 | Chena Ridge | N/A | 5 | Railbelt |  |  | 8 | 99090 | 90 | 1419969 | FALSE | Fairbanks North Star Borough
12970 | 1421254 | 60.0633 | -148.0114 | Chenega Bay | 331850 | 7 | Copper River/Chugach | 7 | Chugach Alaska Corporation | 25 | 99261 | 261 | 1419984 | FALSE | Valdez-Cordova Census Area
13230 | 1400219 | 61.5278 | -165.5864 | Chevak | 331280 | 2 | Lower Yukon-Kuskokwim | 6 | Calista Corporation | 26 | 99270 | 158 | 1419985 | FALSE | Kusilvak Census Area | Formerly known as the Wade Hampton Census Area, FIPS code 270
13340 | 1400239 | 61.7967 | -148.4628 | Chickaloon | N/A | 5 | Railbelt | 8 | Cook Inlet Region, Incorporated | 16 | 99170 | 170 | 1419976 | FALSE | Matanuska-Susitna Borough
13450 | 1400245 | 64.0733 | -141.9361 | Chicken | N/A |  |  |  |  | 24 | 99240 | 240 | 1419983 | FALSE | Southeast Fairbanks Census Area | Unpopulated part taken to create the new Denali Borough (02-068) effective December 7, 1990.
13550 | 1400269 | 56.2953 | -158.4022 | Chignik | 331860 | 10 | Bristol Bay | 5 | Bristol Bay Native Corporation | 15 | 99164 | 164 | 1419975 | FALSE | Lake and Peninsula Borough | Created from part of the Dillingham Census Area (02-070) effective April 24, 1989; 1980 population: 1,384.
13670 | 1400274 | 56.3084 | -158.5302 | Chignik Lagoon | 331870 | 10 | Bristol Bay | 5 | Bristol Bay Native Corporation | 15 | 99164 | 164 | 1419975 | FALSE | Lake and Peninsula Borough | Created from part of the Dillingham Census Area (02-070) effective April 24, 1989; 1980 population: 1,384.
13780 | 1893911 | 56.2556 | -158.7625 | Chignik Lake | 331880 | 10 | Bristol Bay | 5 | Bristol Bay Native Corporation | 15 | 99164 | 164 | 1419975 | FALSE | Lake and Peninsula Borough | Created from part of the Dillingham Census Area (02-070) effective April 24, 1989; 1980 population: 1,384.
13825 | 1421022 | 59.3997 | -135.8964 | Chilkat Valley | 332660 | 4 | Southeast |  |  | 9 | 99100 | 100 | 1419970 | FALSE | Haines Borough
13860 | 1866935 | 57.6319 | -152.1825 | Chiniak | N/A | 1 | Kodiak |  |  | 14 | 99150 | 150 | 1419974 | FALSE | Kodiak Island Borough
13890 | 1400321 | 62.0661 | -142.0408 | Chisana | N/A |  |  |  |  | 25 | 99261 | 261 | 1419984 | FALSE | Valdez-Cordova Census Area
14000 | 1400333 | 62.5718 | -144.6542 | Chistochina | 331070 | 7 | Copper River/Chugach | 1 | Ahtna, Incorporated | 25 | 99261 | 261 | 1419984 | FALSE | Valdez-Cordova Census Area
14110 | 1400337 | 61.5158 | -144.4369 | Chitina | 331890 | 7 | Copper River/Chugach | 1 | Ahtna, Incorporated | 25 | 99261 | 261 | 1419984 | FALSE | Valdez-Cordova Census Area
14330 | 1400376 | 61.5719 | -159.245 | Chuathbaluk | 332230 | 2 | Lower Yukon-Kuskokwim | 6 | Calista Corporation | 4 | 99050 | 50 | 1419966 | FALSE | Bethel Census Area
14440 | 1400378 | 61.3889 | -149.4819 | Chugiak | N/A | 5 | Railbelt |  |  | 3 | 99020 | 20 | 1416061 | FALSE | Anchorage Municipality
14790 | 1893942 | 62.9461 | -164.1722 | Chuloonawick | N/A |  |  | 6 | Calista Corporation | 26 | 99270 | 158 | 1419985 | FALSE | Kusilvak Census Area | Formerly known as the Wade Hampton Census Area, FIPS code 270
14880 | 1400404 | 65.8256 | -144.0606 | Circle | 331900 | 6 | Yukon-Koyukuk/Upper Tanana | 9 | Doyon, Limited | 29 | 99290 | 290 | 1419987 | FALSE | Yukon-Koyukuk Census Area | Part taken to create the new Denali Borough (02-068) effective December 7, 1990; 1990 detached population: 1,682.
15320 | 1412797 | 60.2311 | -151.3936 | Clam Gulch | N/A | 5 | Railbelt |  |  | 12 | 99122 | 122 | 1419972 | FALSE | Kenai Peninsula Borough
15430 | 1400426 | 58.8442 | -158.5508 | Clark's Point | 331910 | 10 | Bristol Bay | 5 | Bristol Bay Native Corporation | 7 | 99070 | 70 | 1419968 | FALSE | Dillingham Census Area | Part taken to create the new Lake and Peninsula Borough (02-164) effective April 24, 1989; 1980 detached population: 1,384.
| 1400433 | 64.3361 | -149.1631 | Clear | N/A | 5 | Railbelt |  |  | 6 | 99068 | 68 | 1419988 | FALSE | Denali Borough | Created from part of the Yukon-Koyukuk Census Area (02-290) and an unpopulated part of the Southeast Fairbanks Census Area (02-240) effective December 7, 1990; 1990 population: 1,682.
16360 | 1669437 | 56.0139 | -132.8278 | Coffman Cove | 331080 | 4 | Southeast |  |  | 21 | 99198 | 198 | 1419980 | FALSE | Prince of Wales-Hyder Census Area | Created from the remainder of the former Prince of Wales-Outer Ketchikan Census Area (02-201) after part (Outer Ketchikan area) was annexed by Ketchikan Gateway Borough (02-130) effective May 19, 2008, and part (Meyers Chuck area) included in the new Wrangell City and Borough effective June 1, 2008; estimated population: 6,115. Prince of Wales-Hyder Census Area (02-198) added part of the former Petersburg Census Area (02-195) effective January 3, 2013; estimated added population 613.
16420 | 1412828 | 60.3686 | -151.3064 | Cohoe | N/A | 5 | Railbelt |  |  | 12 | 99122 | 122 | 1419972 | FALSE | Kenai Peninsula Borough
16530 | 1418448 | 55.1858 | -162.7211 | Cold Bay | 331980 | 3 | Aleutians | 2 | Aleut Corporation | 1 | 99013 | 13 | 1419964 | FALSE | Aleutians East Borough | Created from part of the former Aleutian Islands Census Area (02-010) effective October 23, 1987. The remainder of the former Aleutian Islands Census Area was established as the new Aleutians West Census Area (02-016); 1980 population: 1,643.
16630 | 1412829 | 67.2564 | -150.1842 | Coldfoot | N/A |  |  |  |  | 29 | 99290 | 290 | 1419987 | FALSE | Yukon-Koyukuk Census Area | Part taken to create the new Denali Borough (02-068) effective December 7, 1990; 1990 detached population: 1,682.
16750 | 1400578 | 64.8569 | -147.8028 | College | N/A | 5 | Railbelt |  |  | 8 | 99090 | 90 | 1419969 | FALSE | Fairbanks North Star Borough
17190 | 1421192 | 60.49 | -149.8342 | Cooper Landing | N/A | 5 | Railbelt |  |  | 12 | 99122 | 122 | 1419972 | FALSE | Kenai Peninsula Borough
17300 | 1400669 | 61.977 | -145.3297 | Copper Center | N/A | 7 | Copper River/Chugach | 1 | Ahtna, Incorporated | 25 | 99261 | 261 | 1419984 | FALSE | Valdez-Cordova Census Area
17380 | 1866937 | 62.0439 | -145.4206 | Copperville | N/A | 7 | Copper River/Chugach |  |  | 25 | 99261 | 261 | 1419984 | FALSE | Valdez-Cordova Census Area
17410 | 1421215 | 60.5428 | -145.7575 | Cordova | 331920 | 7 | Copper River/Chugach | 7 | Chugach Alaska Corporation | 25 | 99261 | 261 | 1419984 | FALSE | Valdez-Cordova Census Area
17630 | 1400735 | 64.895 | -163.6764 | Council | N/A |  |  | 4 | Bering Straits Native Corporation | 17 | 99180 | 180 | 1419977 | FALSE | Nome Census Area
17670 | 1866938 | 59.4172 | -136.025 | Covenant Life | 331120 | 4 | Southeast |  |  | 9 | 99100 | 100 | 1419970 | FALSE | Haines Borough
17740 | 1421260 | 55.4764 | -133.1483 | Craig | 331090 | 4 | Southeast | 12 | Sealaska Corporation | 21 | 99198 | 198 | 1419980 | FALSE | Prince of Wales-Hyder Census Area | Created from the remainder of the former Prince of Wales-Outer Ketchikan Census Area (02-201) after part (Outer Ketchikan area) was annexed by Ketchikan Gateway Borough (02-130) effective May 19, 2008, and part (Meyers Chuck area) included in the new Wrangell City and Borough effective June 1, 2008; estimated population: 6,115. Prince of Wales-Hyder Census Area (02-198) added part of the former Petersburg Census Area (02-195) effective January 3, 2013; estimated added population 613.
17850 | 1400824 | 61.87 | -158.1108 | Crooked Creek | 332240 | 2 | Lower Yukon-Kuskokwim | 6 | Calista Corporation | 4 | 99050 | 50 | 1419966 | FALSE | Bethel Census Area
17960 | 1417059 | 60.4222 | -149.3667 | Crown Point | N/A | 5 | Railbelt |  |  | 12 | 99122 | 122 | 1419972 | FALSE | Kenai Peninsula Borough
18030 | 1866940 | 57.935 | -134.7111 | Cube Cove | N/A |  |  |  |  | 10 | 33390 | 105 | 2371430 | FALSE | Hoonah-Angoon Census Area | Created from the remainder of the former Skagway-Hoonah-Angoon Census Area (02-232) when the new Skagway Municipality (02-230) was created effective June 20, 2007; population: 2,574. Part taken to create new Petersburg Borough (02-195) effective January 3, 2013; estimated detached population: 1.
18290 | 1866941 | 70.2056 | -148.5117 | Deadhorse | N/A | 11 | North Slope |  |  | 18 | 99185 | 185 | 1419978 | FALSE | North Slope Borough | Unpopulated part plus all of the former Kobuk Census Area (02-140) taken to create the new Northwest Arctic Borough (02-188) effective June 2, 1986.
18510 | 1412894 | 66.0756 | -162.7172 | Deering | 332060 | 8 | Northwest Arctic | 11 | NANA Regional Corporation, Incorporated | 19 | 99188 | 188 | 1419979 | FALSE | Northwest Arctic Borough | Created from all of the former Kobuk Census Area (02-140) and an unpopulated part of the North Slope Borough (02-185) effective June 2, 1986; 1980 population: 4,831.
18620 | 1401104 | 64.0378 | -145.7322 | Delta Junction | N/A | 5 | Railbelt |  |  | 24 | 99240 | 240 | 1419983 | FALSE | Southeast Fairbanks Census Area | Unpopulated part taken to create the new Denali Borough (02-068) effective December 7, 1990.
18675 | 2418552 | 63.8722 | -145.2177 | Deltana | N/A | 5 | Railbelt |  |  | 24 | 99240 | 240 | 1419983 | FALSE | Southeast Fairbanks Census Area | Unpopulated part taken to create the new Denali Borough (02-068) effective December 7, 1990.
18925 | 1865549 | 59.6761 | -151.5575 | Diamond Ridge | N/A | 5 | Railbelt |  |  | 12 | 99122 | 122 | 1419972 | FALSE | Kenai Peninsula Borough
18950 | 1401203 | 59.0397 | -158.4575 | Dillingham | 332430 | 10 | Bristol Bay | 5 | Bristol Bay Native Corporation | 7 | 99070 | 70 | 1419968 | FALSE | Dillingham Census Area | Part taken to create the new Lake and Peninsula Borough (02-164) effective April 24, 1989; 1980 detached population: 1,384.
19060 | 1401213 | 65.7538 | -168.9231 | Diomede | 331930 | 9 | Bering Straits | 4 | Bering Straits Native Corporation | 17 | 99180 | 180 | 1419977 | FALSE | Nome Census Area
19720 | 1401364 | 63.6614 | -144.0644 | Dot Lake | 331100 | 6 | Yukon-Koyukuk/Upper Tanana | 9 | Doyon, Limited | 24 | 99240 | 240 | 1419983 | FALSE | Southeast Fairbanks Census Area | Unpopulated part taken to create the new Denali Borough (02-068) effective December 7, 1990.
19750 | 1865550 | 63.6508 | -144.0439 | Dot Lake Village | 331100 | 6 | Yukon-Koyukuk/Upper Tanana |  |  | 24 | 99240 | 240 | 1419983 | FALSE | Southeast Fairbanks Census Area | Unpopulated part taken to create the new Denali Borough (02-068) effective December 7, 1990.
19830 | 1401374 | 58.2756 | -134.3925 | Douglas | N/A | 4 | Southeast |  |  | 11 | 99110 | 110 | 1419971 | FALSE | Juneau City and Borough
20020 | 1866943 | 63.6533 | -144.6653 | Dry Creek | N/A |  |  |  |  | 24 | 99240 | 240 | 1419983 | FALSE | Southeast Fairbanks Census Area | Unpopulated part taken to create the new Denali Borough (02-068) effective December 7, 1990.
20270 | 1419726 | 53.8898 | -166.5422 | Dutch Harbor | N/A | 3 | Aleutians |  |  | 2 | 99016 | 16 | 1419965 | FALSE | Aleutians West Census Area | Created from the remainder of the former Aleutian Islands Census Area (02-010) when the new Aleutians East Borough (02-013) was created effective October 23, 1987; 1980 population: 6,125.
20380 | 1401499 | 64.7881 | -141.2 | Eagle | 331110 | 6 | Yukon-Koyukuk/Upper Tanana | 9 | Doyon, Limited | 24 | 99240 | 240 | 1419983 | FALSE | Southeast Fairbanks Census Area | Unpopulated part taken to create the new Denali Borough (02-068) effective December 7, 1990.
20490 | 1401545 | 61.3214 | -149.5678 | Eagle River | N/A | 5 | Railbelt |  |  | 3 | 99020 | 20 | 1416061 | FALSE | Anchorage Municipality
20600 | 1401553 | 64.7806 | -141.1136 | Eagle Village | 331110 | 6 | Yukon-Koyukuk/Upper Tanana |  |  | 24 | 99240 | 240 | 1419983 | FALSE | Southeast Fairbanks Census Area | Unpopulated part taken to create the new Denali Borough (02-068) effective December 7, 1990.
20970 | 1421658 | 55.9489 | -133.6622 | Edna Bay | N/A |  |  |  |  | 21 | 99198 | 198 | 1419980 | FALSE | Prince of Wales-Hyder Census Area | Created from the remainder of the former Prince of Wales-Outer Ketchikan Census Area (02-201) after part (Outer Ketchikan area) was annexed by Ketchikan Gateway Borough (02-130) effective May 19, 2008, and part (Meyers Chuck area) included in the new Wrangell City and Borough effective June 1, 2008; estimated population: 6,115. Prince of Wales-Hyder Census Area (02-198) added part of the former Petersburg Census Area (02-195) effective January 3, 2013; estimated added population 613.
21040 | 1401666 | 60.2189 | -162.0244 | Eek | 331290 | 2 | Lower Yukon-Kuskokwim | 6 | Calista Corporation | 4 | 99050 | 50 | 1419966 | FALSE | Bethel Census Area
21150 | 1401686 | 58.2156 | -157.3758 | Egegik | 331940 | 10 | Bristol Bay | 5 | Bristol Bay Native Corporation | 15 | 99164 | 164 | 1419975 | FALSE | Lake and Peninsula Borough | Created from part of the Dillingham Census Area (02-070) effective April 24, 1989; 1980 population: 1,384.
21370 | 2418568 | 64.6633 | -147.0544 | Eielson AFB | N/A |  |  |  |  | 8 | 99090 | 90 | 1419969 | FALSE | Fairbanks North Star Borough
21475 | 1401727 | 61.4581 | -149.3622 | Eklutna | N/A | 5 | Railbelt | 8 | Cook Inlet Region, Incorporated | 3 | 99020 | 20 | 1416061 | FALSE | Anchorage Municipality
21700 | 1401735 | 58.8035 | -158.5534 | Ekuk | N/A |  |  | 5 | Bristol Bay Native Corporation | 7 | 99070 | 70 | 1419968 | FALSE | Dillingham Census Area | Part taken to create the new Lake and Peninsula Borough (02-164) effective April 24, 1989; 1980 detached population: 1,384.
21810 | 1401738 | 59.3497 | -157.4753 | Ekwok | 331950 | 10 | Bristol Bay | 5 | Bristol Bay Native Corporation | 7 | 99070 | 70 | 1419968 | FALSE | Dillingham Census Area | Part taken to create the new Lake and Peninsula Borough (02-164) effective April 24, 1989; 1980 detached population: 1,384.
22140 | 1401787 | 58.1944 | -136.3433 | Elfin Cove | 331960 | 4 | Southeast |  |  | 10 | 33390 | 105 | 2371430 | FALSE | Hoonah-Angoon Census Area | Created from the remainder of the former Skagway-Hoonah-Angoon Census Area (02-232) when the new Skagway Municipality (02-230) was created effective June 20, 2007; population: 2,574. Part taken to create new Petersburg Borough (02-195) effective January 3, 2013; estimated detached population: 1.
22250 | 1401788 | 64.6175 | -162.2606 | Elim | 331300 | 9 | Bering Straits |  |  | 17 | 99180 | 180 | 1419977 | FALSE | Nome Census Area
22910 | 1401837 | 62.7778 | -164.5231 | Emmonak | 331310 | 2 | Lower Yukon-Kuskokwim | 6 | Calista Corporation | 26 | 99270 | 158 | 1419985 | FALSE | Kusilvak Census Area | Formerly known as the Wade Hampton Census Area, FIPS code 270
23460 | 1397658 | 64.8472 | -148.0144 | Ester | N/A | 5 | Railbelt |  |  | 8 | 99090 | 90 | 1419969 | FALSE | Fairbanks North Star Borough
23680 | 1401908 | 65.1794 | -150.2144 | Eureka | N/A |  |  |  |  | 29 | 99290 | 290 | 1419987 | FALSE | Yukon-Koyukuk Census Area | Part taken to create the new Denali Borough (02-068) effective December 7, 1990; 1990 detached population: 1,682.
23720 | 1401927 | 61.9386 | -147.1681 | Eureka Roadhouse | N/A |  |  |  |  | 16 | 99170 | 170 | 1419976 | FALSE | Matanuska-Susitna Borough
23790 | 1401936 | 66.9228 | -151.5081 | Evansville | 331060 | 6 | Yukon-Koyukuk/Upper Tanana | 9 | Doyon, Limited | 29 | 99290 | 290 | 1419987 | FALSE | Yukon-Koyukuk Census Area | Part taken to create the new Denali Borough (02-068) effective December 7, 1990; 1990 detached population: 1,682.
23900 | 1401951 | 58.4214 | -135.4367 | Excursion Inlet | N/A | 4 | Southeast |  |  | 9 | 99100 | 100 | 1419970 | FALSE | Haines Borough
24010 | 1805281 | 60.5263 | -145.6351 | Eyak | 331920 | 7 | Copper River/Chugach | 7 | Chugach Alaska Corporation | 25 | 99261 | 261 | 1419984 | FALSE | Valdez-Cordova Census Area
24230 | 1401958 | 64.8378 | -147.7164 | Fairbanks | N/A | 5 | Railbelt | 9 | Doyon, Limited | 8 | 99090 | 90 | 1419969 | FALSE | Fairbanks North Star Borough
24660 | 1418574 | 54.8508 | -163.415 | False Pass | 331970 | 3 | Aleutians | 2 | Aleut Corporation | 1 | 99013 | 13 | 1419964 | FALSE | Aleutians East Borough | Created from part of the former Aleutian Islands Census Area (02-010) effective October 23, 1987. The remainder of the former Aleutian Islands Census Area was established as the new Aleutians West Census Area (02-016); 1980 population: 1,643.
24980 | 2582712 | 64.9062 | -147.6954 | Farmers Loop | N/A | 5 | Railbelt |  |  | 8 | 99090 | 90 | 1419969 | FALSE | Fairbanks North Star Borough
25000 | 2418580 | 61.6389 | -149.1421 | Farm Loop | N/A | 5 | Railbelt |  |  | 16 | 99170 | 170 | 1419976 | FALSE | Matanuska-Susitna Borough
25220 | 1866944 | 63.9278 | -149.1303 | Ferry | N/A |  |  |  |  | 6 | 99068 | 68 | 1419988 | FALSE | Denali Borough | Created from part of the Yukon-Koyukuk Census Area (02-290) and an unpopulated part of the Southeast Fairbanks Census Area (02-240) effective December 7, 1990; 1990 population: 1,682.
25550 | 2418582 | 61.744 | -149.2361 | Fishhook | N/A | 5 | Railbelt |  |  | 16 | 99170 | 170 | 1419976 | FALSE | Matanuska-Susitna Borough
25880 | 1402165 | 62.4536 | -158.0075 | Flat | N/A |  |  |  |  | 29 | 99290 | 290 | 1419987 | FALSE | Yukon-Koyukuk Census Area | Part taken to create the new Denali Borough (02-068) effective December 7, 1990; 1990 detached population: 1,682.
26100 | 2418584 | 63.9412 | -145.574 | Fort Greely | N/A |  |  |  |  | 24 | 99240 | 240 | 1419983 | FALSE | Southeast Fairbanks Census Area | Unpopulated part taken to create the new Denali Borough (02-068) effective December 7, 1990.
26760 | 1402276 | 66.5647 | -145.2739 | Fort Yukon | 332020 | 6 | Yukon-Koyukuk/Upper Tanana | 9 | Doyon, Limited | 29 | 99290 | 290 | 1419987 | FALSE | Yukon-Koyukuk Census Area | Part taken to create the new Denali Borough (02-068) effective December 7, 1990; 1990 detached population: 1,682.
26835 | 2418586 | 64.6028 | -149.1201 | Four Mile Road | N/A | 5 | Railbelt |  |  | 29 | 99290 | 290 | 1419987 | FALSE | Yukon-Koyukuk Census Area | Part taken to create the new Denali Borough (02-068) effective December 7, 1990; 1990 detached population: 1,682.
26870 | 1402342 | 64.9581 | -147.6183 | Fox | N/A | 5 | Railbelt |  |  | 8 | 99090 | 90 | 1419969 | FALSE | Fairbanks North Star Borough
26910 | 1866945 | 59.8583 | -150.9583 | Fox River | N/A | 5 | Railbelt |  |  | 12 | 99122 | 122 | 1419972 | FALSE | Kenai Peninsula Borough
27090 | 1866947 | 59.7361 | -151.2953 | Fritz Creek | N/A | 5 | Railbelt |  |  | 12 | 99122 | 122 | 1419972 | FALSE | Kenai Peninsula Borough
27145 | 1865552 | 60.5019 | -150.7622 | Funny River | N/A | 5 | Railbelt |  |  | 12 | 99122 | 122 | 1419972 | FALSE | Kenai Peninsula Borough
27420 | 1402448 | 62.3019 | -145.3019 | Gakona | N/A | 7 | Copper River/Chugach | 1 | Ahtna, Incorporated | 25 | 99261 | 261 | 1419984 | FALSE | Valdez-Cordova Census Area
27530 | 1402457 | 64.7333 | -156.9275 | Galena | 331990 | 6 | Yukon-Koyukuk/Upper Tanana | 9 | Doyon, Limited | 29 | 99290 | 290 | 1419987 | FALSE | Yukon-Koyukuk Census Area | Part taken to create the new Denali Borough (02-068) effective December 7, 1990; 1990 detached population: 1,682.
27640 | 1402463 | 63.7797 | -171.7411 | Gambell | 331320 | 9 | Bering Straits |  |  | 17 | 99180 | 180 | 1419977 | FALSE | Nome Census Area
27700 | 1866948 | 58.0567 | -135.5078 | Game Creek | N/A |  |  |  |  | 10 | 33390 | 105 | 2371430 | FALSE | Hoonah-Angoon Census Area | Created from the remainder of the former Skagway-Hoonah-Angoon Census Area (02-232) when the new Skagway Municipality (02-230) was created effective June 20, 2007; population: 2,574. Part taken to create new Petersburg Borough (02-195) effective January 3, 2013; estimated detached population: 1.
28200 | 1865553 | 61.5728 | -149.2408 | Gateway | N/A | 5 | Railbelt |  |  | 16 | 99170 | 170 | 1419976 | FALSE | Matanuska-Susitna Borough
28350 | 1402539 | 61.8939 | -157.7178 | Georgetown | N/A |  |  | 6 | Calista Corporation | 4 | 99050 | 50 | 1419966 | FALSE | Bethel Census Area
28410 | 1422161 | 60.9425 | -149.1664 | Girdwood | N/A | 5 | Railbelt |  |  | 3 | 99020 | 20 | 1416061 | FALSE | Anchorage Municipality
28590 | 2418599 | 61.9075 | -147.5048 | Glacier View | N/A | 5 | Railbelt |  |  | 16 | 99170 | 170 | 1419976 | FALSE | Matanuska-Susitna Borough
28740 | 1402643 | 62.1092 | -145.5464 | Glennallen | N/A | 7 | Copper River/Chugach |  |  | 25 | 99261 | 261 | 1419984 | FALSE | Valdez-Cordova Census Area
29130 | 2582713 | 64.9339 | -148.0084 | Goldstream | N/A | 5 | Railbelt |  |  | 8 | 99090 | 90 | 1419969 | FALSE | Fairbanks North Star Borough
29180 | 1402760 | 64.5433 | -163.0292 | Golovin | 332000 | 9 | Bering Straits | 4 | Bering Straits Native Corporation | 17 | 99180 | 180 | 1419977 | FALSE | Nome Census Area
29290 | 1415910 | 59.1189 | -161.5875 | Goodnews Bay | 331330 | 2 | Lower Yukon-Kuskokwim | 6 | Calista Corporation | 4 | 99050 | 50 | 1419966 | FALSE | Bethel Census Area
30060 | 1402921 | 62.9036 | -160.0647 | Grayling | 331340 | 6 | Yukon-Koyukuk/Upper Tanana | 9 | Doyon, Limited | 29 | 99290 | 290 | 1419987 | FALSE | Yukon-Koyukuk Census Area | Part taken to create the new Denali Borough (02-068) effective December 7, 1990; 1990 detached population: 1,682.
30500 | 1403046 | 62.2714 | -145.3822 | Gulkana | N/A | 7 | Copper River/Chugach | 1 | Ahtna, Incorporated | 25 | 99261 | 261 | 1419984 | FALSE | Valdez-Cordova Census Area
30940 | 1403078 | 58.4133 | -135.7369 | Gustavus | 332010 | 4 | Southeast |  |  | 10 | 33390 | 105 | 2371430 | FALSE | Hoonah-Angoon Census Area | Created from the remainder of the former Skagway-Hoonah-Angoon Census Area (02-232) when the new Skagway Municipality (02-230) was created effective June 20, 2007; population: 2,574. Part taken to create new Petersburg Borough (02-195) effective January 3, 2013; estimated detached population: 1.
31050 | 1422400 | 59.2286 | -135.4441 | Haines | 331120 | 4 | Southeast |  |  | 9 | 99100 | 100 | 1419970 | FALSE | Haines Borough
31270 | 1781963 | 59.595 | -151.225 | Halibut Cove | N/A | 5 | Railbelt |  |  | 12 | 99122 | 122 | 1419972 | FALSE | Kenai Peninsula Borough
31375 | 1403136 | 62.8961 | -163.8942 | Hamilton | N/A |  |  | 6 | Calista Corporation | 26 | 99270 | 158 | 1419985 | FALSE | Kusilvak Census Area | Formerly known as the Wade Hampton Census Area, FIPS code 270
31710 | 1866949 | 59.9472 | -151.7322 | Happy Valley | N/A | 5 | Railbelt |  |  | 12 | 99122 | 122 | 1419972 | FALSE | Kenai Peninsula Borough
31765 | 2418611 | 64.3714 | -146.5991 | Harding-Birch Lakes | N/A | 5 | Railbelt |  |  | 8 | 99090 | 90 | 1419969 | FALSE | Fairbanks North Star Borough
32150 | 1403275 | 63.8569 | -148.9661 | Healy | N/A | 5 | Railbelt |  |  | 6 | 99068 | 68 | 1419988 | FALSE | Denali Borough | Created from part of the Yukon-Koyukuk Census Area (02-290) and an unpopulated part of the Southeast Fairbanks Census Area (02-240) effective December 7, 1990; 1990 population: 1,682.
32310 | 2419534 | 63.9872 | -144.6998 | Healy Lake | 331130 | 6 | Yukon-Koyukuk/Upper Tanana | 9 | Doyon, Limited | 24 | 99240 | 240 | 1419983 | FALSE | Southeast Fairbanks Census Area | Unpopulated part taken to create the new Denali Borough (02-068) effective December 7, 1990.
32550 | 1866951 | 57.4658 | -133.3533 | Hobart Bay | N/A |  |  |  |  | 10 | 33390 | 105 | 2371430 | FALSE | Hoonah-Angoon Census Area | Created from the remainder of the former Skagway-Hoonah-Angoon Census Area (02-232) when the new Skagway Municipality (02-230) was created effective June 20, 2007; population: 2,574. Part taken to create new Petersburg Borough (02-195) effective January 3, 2013; estimated detached population: 1.
32810 | 1866952 | 55.5567 | -132.6364 | Hollis | 331140 | 4 | Southeast |  |  | 21 | 99198 | 198 | 1419980 | FALSE | Prince of Wales-Hyder Census Area | Created from the remainder of the former Prince of Wales-Outer Ketchikan Census Area (02-201) after part (Outer Ketchikan area) was annexed by Ketchikan Gateway Borough (02-130) effective May 19, 2008, and part (Meyers Chuck area) included in the new Wrangell City and Borough effective June 1, 2008; estimated population: 6,115. Prince of Wales-Hyder Census Area (02-198) added part of the former Petersburg Census Area (02-195) effective January 3, 2013; estimated added population 613.
33030 | 1403447 | 62.1994 | -159.7714 | Holy Cross | 331350 | 6 | Yukon-Koyukuk/Upper Tanana | 9 | Doyon, Limited | 29 | 99290 | 290 | 1419987 | FALSE | Yukon-Koyukuk Census Area | Part taken to create the new Denali Borough (02-068) effective December 7, 1990; 1990 detached population: 1,682.
33140 | 1413141 | 59.6425 | -151.5483 | Homer | N/A | 5 | Railbelt |  |  | 12 | 99122 | 122 | 1419972 | FALSE | Kenai Peninsula Borough
33360 | 1403488 | 58.11 | -135.4436 | Hoonah | 332670 | 4 | Southeast | 12 | Sealaska Corporation | 10 | 33390 | 105 | 2371430 | FALSE | Hoonah-Angoon Census Area | Created from the remainder of the former Skagway-Hoonah-Angoon Census Area (02-232) when the new Skagway Municipality (02-230) was created effective June 20, 2007; population: 2,574. Part taken to create new Petersburg Borough (02-195) effective January 3, 2013; estimated detached population: 1.
33470 | 1403493 | 61.5311 | -166.0967 | Hooper Bay | 331360 | 2 | Lower Yukon-Kuskokwim | 6 | Calista Corporation | 26 | 99270 | 158 | 1419985 | FALSE | Kusilvak Census Area | Formerly known as the Wade Hampton Census Area, FIPS code 270
33580 | 1422645 | 60.9203 | -149.6403 | Hope | N/A | 5 | Railbelt |  |  | 12 | 99122 | 122 | 1419972 | FALSE | Kenai Peninsula Borough
33800 | 1416613 | 61.6303 | -149.8181 | Houston | N/A | 5 | Railbelt |  |  | 16 | 99170 | 170 | 1419976 | FALSE | Matanuska-Susitna Borough
33910 | 1403596 | 66.0489 | -154.2556 | Hughes | 332030 | 6 | Yukon-Koyukuk/Upper Tanana | 9 | Doyon, Limited | 29 | 99290 | 290 | 1419987 | FALSE | Yukon-Koyukuk Census Area | Part taken to create the new Denali Borough (02-068) effective December 7, 1990; 1990 detached population: 1,682.
34350 | 1403644 | 65.6986 | -156.3997 | Huslia | 331370 | 6 | Yukon-Koyukuk/Upper Tanana | 9 | Doyon, Limited | 29 | 99290 | 290 | 1419987 | FALSE | Yukon-Koyukuk Census Area | Part taken to create the new Denali Borough (02-068) effective December 7, 1990; 1990 detached population: 1,682.
34460 | 1422709 | 55.2081 | -132.8267 | Hydaburg | 331150 | 4 | Southeast | 12 | Sealaska Corporation | 21 | 99198 | 198 | 1419980 | FALSE | Prince of Wales-Hyder Census Area | Created from the remainder of the former Prince of Wales-Outer Ketchikan Census Area (02-201) after part (Outer Ketchikan area) was annexed by Ketchikan Gateway Borough (02-130) effective May 19, 2008, and part (Meyers Chuck area) included in the new Wrangell City and Borough effective June 1, 2008; estimated population: 6,115. Prince of Wales-Hyder Census Area (02-198) added part of the former Petersburg Census Area (02-195) effective January 3, 2013; estimated added population 613.
34570 | 1422711 | 55.9169 | -130.0247 | Hyder | N/A |  |  |  |  | 21 | 99198 | 198 | 1419980 | FALSE | Prince of Wales-Hyder Census Area | Created from the remainder of the former Prince of Wales-Outer Ketchikan Census Area (02-201) after part (Outer Ketchikan area) was annexed by Ketchikan Gateway Borough (02-130) effective May 19, 2008, and part (Meyers Chuck area) included in the new Wrangell City and Borough effective June 1, 2008; estimated population: 6,115. Prince of Wales-Hyder Census Area (02-198) added part of the former Petersburg Census Area (02-195) effective January 3, 2013; estimated added population 613.
34790 | 1403706 | 59.3278 | -155.8947 | Igiugig | 332040 | 10 | Bristol Bay | 5 | Bristol Bay Native Corporation | 15 | 99164 | 164 | 1419975 | FALSE | Lake and Peninsula Borough | Created from part of the Dillingham Census Area (02-070) effective April 24, 1989; 1980 population: 1,384.
35120 | 1403763 | 59.7568 | -154.9111 | Iliamna | 332050 | 10 | Bristol Bay | 5 | Bristol Bay Native Corporation | 15 | 99164 | 164 | 1419975 | FALSE | Lake and Peninsula Borough | Created from part of the Dillingham Census Area (02-070) effective April 24, 1989; 1980 population: 1,384.
| 1422736 | 60.9872 | -149.5136 | Indian | N/A | 5 | Railbelt |  |  | 3 | 99020 | 20 | 1416061 | FALSE | Anchorage Municipality
35890 | 1894909 | 55.9 | -159.4833 | Ivanof Bay | N/A |  |  | 5 | Bristol Bay Native Corporation | 15 | 99164 | 164 | 1419975 | FALSE | Lake and Peninsula Borough | Created from part of the Dillingham Census Area (02-070) effective April 24, 1989; 1980 population: 1,384.
35950 | 1866953 | 59.4469 | -151.5103 | Jakolof Bay | N/A | 5 | Railbelt |  |  | 12 | 99122 | 122 | 1419972 | FALSE | Kenai Peninsula Borough
36400 | 1404263 | 58.3019 | -134.4197 | Juneau | N/A | 4 | Southeast | 12 | Sealaska Corporation | 11 | 99110 | 110 | 1419971 | FALSE | Juneau City and Borough
36540 | 1413247 | 59.67 | -151.4342 | Kachemak | N/A | 5 | Railbelt |  |  | 12 | 99122 | 122 | 1419972 | FALSE | Kenai Peninsula Borough
| 1415989 | 59.7915 | -151.0747 | Kachemak Selo | N/A |  |  |  |  | 12 | 99122 | 122 | 1419972 | FALSE | Kenai Peninsula Borough
36655 | 1404309 | 56.8689 | -153.7955 | Kaguyak | N/A |  |  | 10 | Koniag, Incorporated | 14 | 99150 | 150 | 1419974 | FALSE | Kodiak Island Borough
36770 | 1422926 | 56.9758 | -133.9472 | Kake | 332680 | 4 | Southeast | 12 | Sealaska Corporation | 20 | 99195 | 195 | 2516404 | FALSE | Petersburg Census Area | Created from the remainder of the former Wrangell-Petersburg Census Area (02-280) when the new Wrangell City and Borough was created effective June 1, 2008; estimated population: 4,260. Created from part of former Petersburg Census Area (02-195) and part of Hoonah-Angoon Census Area (02-105) effective January 3, 2013; estimated population 3,203.
36990 | 1404349 | 70.1319 | -143.6239 | Kaktovik | 332370 | 11 | North Slope | 3 | Arctic Slope Regional Corporation | 18 | 99185 | 185 | 1419978 | FALSE | North Slope Borough | Unpopulated part plus all of the former Kobuk Census Area (02-140) taken to create the new Northwest Arctic Borough (02-188) effective June 2, 1986.
37250 | 1413260 | 60.4183 | -151.29 | Kalifornsky | N/A | 5 | Railbelt |  |  | 12 | 99122 | 122 | 1419972 | FALSE | Kenai Peninsula Borough
81320 | 1404378 | 61.5372 | -160.3053 | Kalskag | 331720 | 2 | Lower Yukon-Kuskokwim | 10 | Koniag, Incorporated | 4 | 99050 | 50 | 1419966 | FALSE | Bethel Census Area
37430 | 1404379 | 64.3272 | -158.7219 | Kaltag | 331380 | 6 | Yukon-Koyukuk/Upper Tanana | 9 | Doyon, Limited | 29 | 99290 | 290 | 1419987 | FALSE | Yukon-Koyukuk Census Area | Part taken to create the new Denali Borough (02-068) effective December 7, 1990; 1990 detached population: 1,682.
37480 | 1404401 | 57.5728 | -156.0432 | Kanatak | N/A |  |  |  |  | 14 | 99150 | 150 | 1419974 | FALSE | Kodiak Island Borough
37540 | 1404456 | 57.5719 | -154.4556 | Karluk | 331740 | 1 | Kodiak | 10 | Koniag, Incorporated | 14 | 99150 | 150 | 1419974 | FALSE | Kodiak Island Borough
37650 | 1404468 | 55.5389 | -132.4008 | Kasaan | 331210 | 4 | Southeast | 12 | Sealaska Corporation | 21 | 99198 | 198 | 1419980 | FALSE | Prince of Wales-Hyder Census Area | Created from the remainder of the former Prince of Wales-Outer Ketchikan Census Area (02-201) after part (Outer Ketchikan area) was annexed by Ketchikan Gateway Borough (02-130) effective May 19, 2008, and part (Meyers Chuck area) included in the new Wrangell City and Borough effective June 1, 2008; estimated population: 6,115. Prince of Wales-Hyder Census Area (02-198) added part of the former Petersburg Census Area (02-195) effective January 3, 2013; estimated added population 613.
37975 | 1404483 | 60.8956 | -162.5181 | Kasigluk | 331390 | 2 | Lower Yukon-Kuskokwim | 6 | Calista Corporation | 4 | 99050 | 50 | 1419966 | FALSE | Bethel Census Area
38090 | 1413283 | 60.3375 | -151.2744 | Kasilof | N/A | 5 | Railbelt |  |  | 12 | 99122 | 122 | 1419972 | FALSE | Kenai Peninsula Borough
38420 | 1413299 | 60.5544 | -151.2583 | Kenai | N/A | 5 | Railbelt | 8 | Cook Inlet Region, Incorporated | 12 | 99122 | 122 | 1419972 | FALSE | Kenai Peninsula Borough
38910 | 1866955 | 61.7192 | -144.9483 | Kenny Lake | N/A | 7 | Copper River/Chugach |  |  | 25 | 99261 | 261 | 1419984 | FALSE | Valdez-Cordova Census Area
38970 | 1423039 | 55.3422 | -131.6461 | Ketchikan | N/A | 4 | Southeast |  |  | 13 | 99130 | 130 | 1419973 | FALSE | Ketchikan Gateway Borough | Annexed a substantial portion of the former Prince of Wales-Outer Ketchikan Census Area (02-201), including most of the area known as Outer Ketchikan effective May 19, 2008; estimated added population: 7. As a result, the remaining area of the former Prince of Wales-Outer Ketchikan Census Area was renamed Prince of Wales-Hyder Census Area (02-198).
39300 | 1413311 | 66.975 | -160.4228 | Kiana | 331400 | 8 | Northwest Arctic | 11 | NANA Regional Corporation, Incorporated | 19 | 99188 | 188 | 1419979 | FALSE | Northwest Arctic Borough | Created from all of the former Kobuk Census Area (02-140) and an unpopulated part of the North Slope Borough (02-185) effective June 2, 1986; 1980 population: 4,831.
39410 | 1418792 | 55.0617 | -162.3103 | King Cove | 332070 | 3 | Aleutians | 2 | Aleut Corporation | 1 | 99013 | 13 | 1419964 | FALSE | Aleutians East Borough | Created from part of the former Aleutian Islands Census Area (02-010) effective October 23, 1987. The remainder of the former Aleutian Islands Census Area was established as the new Aleutians West Census Area (02-016); 1980 population: 1,643.
80175 | 1411501 | 64.9775 | -168.0572 | King Island | N/A |  |  | 4 | Bering Straits Native Corporation | 17 | 99180 | 180 | 1419977 | FALSE | Nome Census Area
39630 | 1404738 | 58.6883 | -156.6614 | King Salmon | 332280 | 10 | Bristol Bay | 5 | Bristol Bay Native Corporation | 5 | 99060 | 60 | 1419967 | FALSE | Bristol Bay Borough
39740 | 1404781 | 59.9389 | -164.0414 | Kipnuk | 332080 | 2 | Lower Yukon-Kuskokwim | 6 | Calista Corporation | 4 | 99050 | 50 | 1419966 | FALSE | Bethel Census Area
39960 | 1413348 | 67.7269 | -164.5333 | Kivalina | 331410 | 8 | Northwest Arctic | 11 | NANA Regional Corporation, Incorporated | 19 | 99188 | 188 | 1419979 | FALSE | Northwest Arctic Borough | Created from all of the former Kobuk Census Area (02-140) and an unpopulated part of the North Slope Borough (02-185) effective June 2, 1986; 1980 population: 4,831.
40400 | 1423100 | 55.5522 | -133.0958 | Klawock | 331155 | 4 | Southeast | 12 | Sealaska Corporation | 21 | 99198 | 198 | 1419980 | FALSE | Prince of Wales-Hyder Census Area | Created from the remainder of the former Prince of Wales-Outer Ketchikan Census Area (02-201) after part (Outer Ketchikan area) was annexed by Ketchikan Gateway Borough (02-130) effective May 19, 2008, and part (Meyers Chuck area) included in the new Wrangell City and Borough effective June 1, 2008; estimated population: 6,115. Prince of Wales-Hyder Census Area (02-198) added part of the former Petersburg Census Area (02-195) effective January 3, 2013; estimated added population 613.
40510 | 1866956 | 59.4039 | -135.8844 | Klukwan | 332700 | 4 | Southeast | 12 | Sealaska Corporation | 10 | 33390 | 105 | 2371430 | FALSE | Hoonah-Angoon Census Area | Created from the remainder of the former Skagway-Hoonah-Angoon Census Area (02-232) when the new Skagway Municipality (02-230) was created effective June 20, 2007; population: 2,574. Part taken to create new Petersburg Borough (02-195) effective January 3, 2013; estimated detached population: 1.
40645 | 2418663 | 61.5126 | -149.6001 | Knik-Fairview | N/A | 5 | Railbelt |  |  | 16 | 99170 | 170 | 1419976 | FALSE | Matanuska-Susitna Borough
40670 | 2418662 | 61.46 | -148.9124 | Knik River | N/A | 5 | Railbelt | 8 | Cook Inlet Region, Incorporated | 16 | 99170 | 170 | 1419976 | FALSE | Matanuska-Susitna Borough
40840 | 1413362 | 66.9072 | -156.8811 | Kobuk | 332090 | 8 | Northwest Arctic | 11 | NANA Regional Corporation, Incorporated | 19 | 99188 | 188 | 1419979 | FALSE | Northwest Arctic Borough | Created from all of the former Kobuk Census Area (02-140) and an unpopulated part of the North Slope Borough (02-185) effective June 2, 1986; 1980 population: 4,831.
40950 | 1404875 | 57.79 | -152.4072 | Kodiak | N/A | 1 | Kodiak | 10 | Koniag, Incorporated | 14 | 99150 | 150 | 1419974 | FALSE | Kodiak Island Borough
41210 | 2418665 | 57.7659 | -152.6 | Kodiak Station | N/A | 1 | Kodiak |  |  | 14 | 99150 | 150 | 1419974 | FALSE | Kodiak Island Borough
41280 | 1404333 | 59.4394 | -154.7761 | Kokhanok | 332100 | 10 | Bristol Bay | 5 | Bristol Bay Native Corporation | 15 | 99164 | 164 | 1419975 | FALSE | Lake and Peninsula Borough | Created from part of the Dillingham Census Area (02-070) effective April 24, 1989; 1980 population: 1,384.
41500 | 1404914 | 59.7286 | -157.2844 | Koliganek | 332110 | 10 | Bristol Bay | 5 | Bristol Bay Native Corporation | 7 | 99070 | 70 | 1419968 | FALSE | Dillingham Census Area | Part taken to create the new Lake and Peninsula Borough (02-164) effective April 24, 1989; 1980 detached population: 1,384.
41610 | 1404934 | 59.9533 | -162.8951 | Kongiganak | 332510 | 2 | Lower Yukon-Kuskokwim | 6 | Calista Corporation | 4 | 99050 | 50 | 1419966 | FALSE | Bethel Census Area
41720 | 1404964 | 63.0342 | -163.5533 | Kotlik | 332120 | 2 | Lower Yukon-Kuskokwim | 6 | Calista Corporation | 26 | 99270 | 158 | 1419985 | FALSE | Kusilvak Census Area | Formerly known as the Wade Hampton Census Area, FIPS code 270
41830 | 1413378 | 66.8983 | -162.5967 | Kotzebue | 332130 | 8 | Northwest Arctic | 11 | NANA Regional Corporation, Incorporated | 19 | 99188 | 188 | 1419979 | FALSE | Northwest Arctic Borough | Created from all of the former Kobuk Census Area (02-140) and an unpopulated part of the North Slope Borough (02-185) effective June 2, 1986; 1980 population: 4,831.
41940 | 1404981 | 64.9319 | -161.1569 | Koyuk | 331420 | 9 | Bering Straits | 4 | Bering Straits Native Corporation | 17 | 99180 | 180 | 1419977 | FALSE | Nome Census Area
42050 | 1404984 | 64.8803 | -157.7008 | Koyukuk | 332140 | 6 | Yukon-Koyukuk/Upper Tanana | 9 | Doyon, Limited | 29 | 99290 | 290 | 1419987 | FALSE | Yukon-Koyukuk Census Area | Part taken to create the new Denali Borough (02-068) effective December 7, 1990; 1990 detached population: 1,682.
42160 | 1424959 | 56.8144 | -132.9806 | Kupreanof | N/A |  |  |  |  | 20 | 99195 | 195 | 2516404 | FALSE | Petersburg Census Area | Created from the remainder of the former Wrangell-Petersburg Census Area (02-280) when the new Wrangell City and Borough was created effective June 1, 2008; estimated population: 4,260. Created from part of former Petersburg Census Area (02-195) and part of Hoonah-Angoon Census Area (02-105) effective January 3, 2013; estimated population 3,203.
42380 | 1405119 | 60.8122 | -161.4358 | Kwethluk | 332150 | 2 | Lower Yukon-Kuskokwim | 6 | Calista Corporation | 4 | 99050 | 50 | 1419966 | FALSE | Bethel Census Area
42490 | 1405122 | 59.8644 | -163.1342 | Kwigillingok | 332160 | 2 | Lower Yukon-Kuskokwim | 6 | Calista Corporation | 4 | 99050 | 50 | 1419966 | FALSE | Bethel Census Area
42805 | 1865556 | 62.2814 | -146.5511 | Lake Louise | N/A | 5 | Railbelt |  |  | 16 | 99170 | 170 | 1419976 | FALSE | Matanuska-Susitna Borough
42820 | 1405185 | 63.8828 | -152.3122 | Lake Minchumina | N/A | 6 | Yukon-Koyukuk/Upper Tanana |  |  | 29 | 99290 | 290 | 1419987 | FALSE | Yukon-Koyukuk Census Area | Part taken to create the new Denali Borough (02-068) effective December 7, 1990; 1990 detached population: 1,682.
42832 | 2418681 | 61.6053 | -149.3066 | Lakes | N/A | 5 | Railbelt |  |  | 16 | 99170 | 170 | 1419976 | FALSE | Matanuska-Susitna Borough
43040 | 1405216 | 57.54 | -153.9786 | Larsen Bay | 332170 | 1 | Kodiak | 10 | Koniag, Incorporated | 14 | 99150 | 150 | 1419974 | FALSE | Kodiak Island Borough
43260 | 1866958 | 61.6261 | -148.9456 | Lazy Mountain | N/A | 5 | Railbelt |  |  | 16 | 99170 | 170 | 1419976 | FALSE | Matanuska-Susitna Borough
43810 | 1405300 | 59.1142 | -156.8589 | Levelock | 332180 | 10 | Bristol Bay | 5 | Bristol Bay Native Corporation | 15 | 99164 | 164 | 1419975 | FALSE | Lake and Peninsula Borough | Created from part of the Dillingham Census Area (02-070) effective April 24, 1989; 1980 population: 1,384.
44030 | 1405351 | 61.3564 | -155.4356 | Lime Village | 332190 | 2 | Lower Yukon-Kuskokwim | 6 | Calista Corporation | 4 | 99050 | 50 | 1419966 | FALSE | Bethel Census Area
44580 | 1405579 | 65.5244 | -148.5447 | Livengood | N/A |  |  |  |  | 29 | 99290 | 290 | 1419987 | FALSE | Yukon-Koyukuk Census Area | Part taken to create the new Denali Borough (02-068) effective December 7, 1990; 1990 detached population: 1,682.
45020 | 1423422 | 55.6025 | -131.6361 | Loring | N/A | 4 | Southeast |  |  | 13 | 99130 | 130 | 1419973 | FALSE | Ketchikan Gateway Borough | Annexed a substantial portion of the former Prince of Wales-Outer Ketchikan Census Area (02-201), including most of the area known as Outer Ketchikan effective May 19, 2008; estimated added population: 7. As a result, the remaining area of the former Prince of Wales-Outer Ketchikan Census Area was renamed Prince of Wales-Hyder Census Area (02-198).
45295 | 1865557 | 60.0725 | -149.4411 | Lowell Point | N/A | 5 | Railbelt |  |  | 12 | 99122 | 122 | 1419972 | FALSE | Kenai Peninsula Borough
45460 | 1405763 | 61.5122 | -160.3581 | Lower Kalskag | 331430 | 2 | Lower Yukon-Kuskokwim | 6 | Calista Corporation | 4 | 99050 | 50 | 1419966 | FALSE | Bethel Census Area
45700 | 1866960 | 59.3411 | -135.5656 | Lutak | N/A |  |  |  |  | 9 | 99100 | 100 | 1419970 | FALSE | Haines Borough
46780 | 1405922 | 65.0011 | -150.6339 | Manley Hot Springs | 332200 | 6 | Yukon-Koyukuk/Upper Tanana | 9 | Doyon, Limited | 29 | 99290 | 290 | 1419987 | FALSE | Yukon-Koyukuk Census Area | Part taken to create the new Denali Borough (02-068) effective December 7, 1990; 1990 detached population: 1,682.
46890 | 1405927 | 58.9814 | -159.0583 | Manokotak | 332210 | 10 | Bristol Bay | 5 | Bristol Bay Native Corporation | 7 | 99070 | 70 | 1419968 | FALSE | Dillingham Census Area | Part taken to create the new Lake and Peninsula Borough (02-164) effective April 24, 1989; 1980 detached population: 1,384.
47000 | 1405984 | 61.8778 | -162.0811 | Marshall | 331440 | 2 | Lower Yukon-Kuskokwim | 6 | Calista Corporation | 26 | 99270 | 158 | 1419985 | FALSE | Kusilvak Census Area | Formerly known as the Wade Hampton Census Area, FIPS code 270
47220 | 1895603 | 65.1489 | -165.0678 | Mary's Igloo | N/A |  |  | 4 | Bering Straits Native Corporation | 17 | 99180 | 180 | 1419977 | FALSE | Nome Census Area
45790 | 1406098 | 61.4333 | -142.9217 | McCarthy | N/A |  |  |  |  | 25 | 99261 | 261 | 1419984 | FALSE | Valdez-Cordova Census Area
46010 | 1406131 | 62.9564 | -155.5958 | McGrath | 332220 | 6 | Yukon-Koyukuk/Upper Tanana | 9 | Doyon, Limited | 29 | 99290 | 290 | 1419987 | FALSE | Yukon-Koyukuk Census Area | Part taken to create the new Denali Borough (02-068) effective December 7, 1990; 1990 detached population: 1,682.
46560 | 1423625 | 63.7328 | -148.9142 | McKinley Park | N/A | 5 | Railbelt |  |  | 6 | 99068 | 68 | 1419988 | FALSE | Denali Borough | Created from part of the Yukon-Koyukuk Census Area (02-290) and an unpopulated part of the Southeast Fairbanks Census Area (02-240) effective December 7, 1990; 1990 population: 1,682.
47735 | 1866961 | 61.6247 | -149.6011 | Meadow Lakes | N/A | 5 | Railbelt |  |  | 16 | 99170 | 170 | 1419976 | FALSE | Matanuska-Susitna Borough
47990 | 1406211 | 60.3881 | -166.185 | Mekoryuk | 331450 | 2 | Lower Yukon-Kuskokwim | 6 | Calista Corporation | 4 | 99050 | 50 | 1419966 | FALSE | Bethel Census Area
48200 | 1866962 | 62.0661 | -146.45 | Mendeltna | N/A | 7 | Copper River/Chugach |  |  | 25 | 99261 | 261 | 1419984 | FALSE | Valdez-Cordova Census Area
48540 | 1406241 | 62.9211 | -143.7692 | Mentasta Lake | 331160 | 7 | Copper River/Chugach | 1 | Ahtna, Incorporated | 25 | 99261 | 261 | 1419984 | FALSE | Valdez-Cordova Census Area
48590 | 2582714 | 60.811 | -164.4991 | Mertarvik | N/A |  |  |  |  | 4 | 99050 | 50 | 1419966 | FALSE | Bethel Census Area
48870 | 1423661 | 55.1292 | -131.5722 | Metlakatla | N/A | 4 | Southeast |  |  | 21 | 99198 | 198 | 1419980 | FALSE | Prince of Wales-Hyder Census Area | Created from the remainder of the former Prince of Wales-Outer Ketchikan Census Area (02-201) after part (Outer Ketchikan area) was annexed by Ketchikan Gateway Borough (02-130) effective May 19, 2008, and part (Meyers Chuck area) included in the new Wrangell City and Borough effective June 1, 2008; estimated population: 6,115. Prince of Wales-Hyder Census Area (02-198) added part of the former Petersburg Census Area (02-195) effective January 3, 2013; estimated added population 613.
48980 | 1423664 | 55.7408 | -132.2564 | Meyers Chuck | N/A |  |  |  |  | 27 | 99275 | 275 | 2516402 | FALSE | Wrangell City and Borough | Created from part of the former Wrangell-Petersburg Census Area (02-280) and part of Prince of Wales-Outer Ketchikan Census Area (02-201) (Meyers Chuck area) effective June 1, 2008; estimated population: 2,448. The remainder of the former Wrangell-Petersburg Census Area was established as the new Petersburg Census Area (02-195) effective June 1, 2008.
49450 | 1413533 | 59.6675 | -151.4347 | Miller Landing | N/A |  |  |  |  | 12 | 99122 | 122 | 1419972 | FALSE | Kenai Peninsula Borough
49530 | 1406419 | 65.1504 | -149.3497 | Minto | 331460 | 6 | Yukon-Koyukuk/Upper Tanana | 9 | Doyon, Limited | 29 | 99290 | 290 | 1419987 | FALSE | Yukon-Koyukuk Census Area | Part taken to create the new Denali Borough (02-068) effective December 7, 1990; 1990 detached population: 1,682.
50080 | 1406548 | 64.71 | -147.1436 | Moose Creek | N/A | 5 | Railbelt |  |  | 8 | 99090 | 90 | 1419969 | FALSE | Fairbanks North Star Borough
50190 | 1417076 | 60.4875 | -149.3689 | Moose Pass | N/A | 5 | Railbelt |  |  | 12 | 99122 | 122 | 1419972 | FALSE | Kenai Peninsula Borough
50800 | 1866963 | 59.5292 | -136.0911 | Mosquito Lake | N/A | 4 | Southeast |  |  | 9 | 99100 | 100 | 1419970 | FALSE | Haines Borough
51180 | 1406655 | 62.0856 | -163.7294 | Mountain Village | 331470 | 2 | Lower Yukon-Kuskokwim | 6 | Calista Corporation | 26 | 99270 | 158 | 1419985 | FALSE | Kusilvak Census Area | Formerly known as the Wade Hampton Census Area, FIPS code 270
51455 | 1865558 | 59.1597 | -135.3758 | Mud Bay | N/A |  |  |  |  | 9 | 99100 | 100 | 1419970 | FALSE | Haines Borough
51960 | 1406770 | 62.3719 | -143.0086 | Nabesna | N/A | 7 | Copper River/Chugach |  |  | 25 | 99261 | 261 | 1419984 | FALSE | Valdez-Cordova Census Area
52060 | 1406798 | 58.7283 | -157.0139 | Naknek | 332280 | 10 | Bristol Bay | 5 | Bristol Bay Native Corporation | 5 | 99060 | 60 | 1419967 | FALSE | Bristol Bay Borough
52210 | 1412986 | 59.3564 | -151.9208 | Nanwalek | N/A | 5 | Railbelt | 7 | Chugach Alaska Corporation | 12 | 99122 | 122 | 1419972 | FALSE | Kenai Peninsula Borough
52250 | 1406828 | 61.54 | -158.6742 | Napaimute | N/A |  |  | 6 | Calista Corporation | 4 | 99050 | 50 | 1419966 | FALSE | Bethel Census Area
52390 | 1406829 | 60.6967 | -161.9519 | Napakiak | 332290 | 2 | Lower Yukon-Kuskokwim | 6 | Calista Corporation | 4 | 99050 | 50 | 1419966 | FALSE | Bethel Census Area
52720 | 1406834 | 60.7081 | -161.7661 | Napaskiak | 332300 | 2 | Lower Yukon-Kuskokwim | 6 | Calista Corporation | 4 | 99050 | 50 | 1419966 | FALSE | Bethel Census Area
52845 | 1866964 | 55.8736 | -133.1847 | Naukati Bay | 331170 | 4 | Southeast |  |  | 21 | 99198 | 198 | 1419980 | FALSE | Prince of Wales-Hyder Census Area | Created from the remainder of the former Prince of Wales-Outer Ketchikan Census Area (02-201) after part (Outer Ketchikan area) was annexed by Ketchikan Gateway Borough (02-130) effective May 19, 2008, and part (Meyers Chuck area) included in the new Wrangell City and Borough effective June 1, 2008; estimated population: 6,115. Prince of Wales-Hyder Census Area (02-198) added part of the former Petersburg Census Area (02-195) effective January 3, 2013; estimated added population 613.
52915 | 1865559 | 61.9919 | -146.7686 | Nelchina | N/A | 7 | Copper River/Chugach |  |  | 25 | 99261 | 261 | 1419984 | FALSE | Valdez-Cordova Census Area
52940 | 1418948 | 56.0006 | -161.207 | Nelson Lagoon | 332320 | 3 | Aleutians | 2 | Aleut Corporation | 1 | 99013 | 13 | 1419964 | FALSE | Aleutians East Borough | Created from part of the former Aleutian Islands Census Area (02-010) effective October 23, 1987. The remainder of the former Aleutian Islands Census Area was established as the new Aleutians West Census Area (02-016); 1980 population: 1,643.
53050 | 1406940 | 64.5639 | -149.0931 | Nenana | N/A | 5 | Railbelt | 9 | Doyon, Limited | 29 | 99290 | 290 | 1419987 | FALSE | Yukon-Koyukuk Census Area | Part taken to create the new Denali Borough (02-068) effective December 7, 1990; 1990 detached population: 1,682.
53162 | 2419536 | 66.5427 | -152.6477 | New Allakaket | N/A | 6 | Yukon-Koyukuk/Upper Tanana |  |  | 29 | 99290 | 290 | 1419987 | FALSE | Yukon-Koyukuk Census Area | Part taken to create the new Denali Borough (02-068) effective December 7, 1990; 1990 detached population: 1,682.
53270 | 1406978 | 59.72 | -154.8972 | Newhalen | 332050 | 10 | Bristol Bay | 5 | Bristol Bay Native Corporation | 15 | 99164 | 164 | 1419975 | FALSE | Lake and Peninsula Borough | Created from part of the Dillingham Census Area (02-070) effective April 24, 1989; 1980 population: 1,384.
53710 | 1406972 | 59.4528 | -157.3119 | New Stuyahok | 331480 | 10 | Bristol Bay | 5 | Bristol Bay Native Corporation | 7 | 99070 | 70 | 1419968 | FALSE | Dillingham Census Area | Part taken to create the new Lake and Peninsula Borough (02-164) effective April 24, 1989; 1980 detached population: 1,384.
53820 | 1406985 | 60.9428 | -164.6294 | Newtok | 332870 | 2 | Lower Yukon-Kuskokwim | 6 | Calista Corporation | 4 | 99050 | 50 | 1419966 | FALSE | Bethel Census Area
53930 | 1407008 | 60.4794 | -164.7239 | Nightmute | 331490 | 2 | Lower Yukon-Kuskokwim | 6 | Calista Corporation | 4 | 99050 | 50 | 1419966 | FALSE | Bethel Census Area
54050 | 1416651 | 60.6903 | -151.2889 | Nikiski | N/A | 5 | Railbelt |  |  | 12 | 99122 | 122 | 1419972 | FALSE | Kenai Peninsula Borough
54085 | 1417063 | 59.8119 | -151.6106 | Nikolaevsk | N/A | 5 | Railbelt |  |  | 12 | 99122 | 122 | 1419972 | FALSE | Kenai Peninsula Borough
54150 | 1407022 | 63.0133 | -154.375 | Nikolai | 332330 | 6 | Yukon-Koyukuk/Upper Tanana | 9 | Doyon, Limited | 29 | 99290 | 290 | 1419987 | FALSE | Yukon-Koyukuk Census Area | Part taken to create the new Denali Borough (02-068) effective December 7, 1990; 1990 detached population: 1,682.
54260 | 1418954 | 52.9381 | -168.8678 | Nikolski | 332740 | 3 | Aleutians | 2 | Aleut Corporation | 2 | 99016 | 16 | 1419965 | FALSE | Aleutians West Census Area | Created from the remainder of the former Aleutian Islands Census Area (02-010) when the new Aleutians East Borough (02-013) was created effective October 23, 1987; 1980 population: 6,125.
54480 | 1413634 | 60.0514 | -151.6689 | Ninilchik | N/A | 5 | Railbelt | 8 | Cook Inlet Region, Incorporated | 12 | 99122 | 122 | 1419972 | FALSE | Kenai Peninsula Borough
54700 | 1413638 | 67.5711 | -162.9653 | Noatak | 331500 | 8 | Northwest Arctic | 11 | NANA Regional Corporation, Incorporated | 19 | 99188 | 188 | 1419979 | FALSE | Northwest Arctic Borough | Created from all of the former Kobuk Census Area (02-140) and an unpopulated part of the North Slope Borough (02-185) effective June 2, 1986; 1980 population: 4,831.
54920 | 1407125 | 64.5011 | -165.4064 | Nome | 332340 | 9 | Bering Straits | 4 | Bering Straits Native Corporation | 17 | 99180 | 180 | 1419977 | FALSE | Nome Census Area
55030 | 1407129 | 59.9736 | -154.8458 | Nondalton | 332050 | 10 | Bristol Bay | 5 | Bristol Bay Native Corporation | 15 | 99164 | 164 | 1419975 | FALSE | Lake and Peninsula Borough | Created from part of the Dillingham Census Area (02-070) effective April 24, 1989; 1980 population: 1,384.
55140 | 1413646 | 66.8383 | -161.0328 | Noorvik | 331510 | 8 | Northwest Arctic | 11 | NANA Regional Corporation, Incorporated | 19 | 99188 | 188 | 1419979 | FALSE | Northwest Arctic Borough | Created from all of the former Kobuk Census Area (02-140) and an unpopulated part of the North Slope Borough (02-185) effective June 2, 1986; 1980 population: 4,831.
55910 | 1407230 | 64.7511 | -147.3494 | North Pole | N/A | 5 | Railbelt |  |  | 8 | 99090 | 90 | 1419969 | FALSE | Fairbanks North Star Borough
56220 | 1407253 | 62.9617 | -141.9372 | Northway | 331180 | 6 | Yukon-Koyukuk/Upper Tanana | 9 | Doyon, Limited | 24 | 99240 | 240 | 1419983 | FALSE | Southeast Fairbanks Census Area | Unpopulated part taken to create the new Denali Borough (02-068) effective December 7, 1990.
56250 | 1866965 | 63.0022 | -141.7772 | Northway Junction | 331180 | 6 | Yukon-Koyukuk/Upper Tanana |  |  | 24 | 99240 | 240 | 1419983 | FALSE | Southeast Fairbanks Census Area | Unpopulated part taken to create the new Denali Borough (02-068) effective December 7, 1990.
56260 | 1407254 | 62.9822 | -141.9517 | Northway Village | 331180 | 6 | Yukon-Koyukuk/Upper Tanana |  |  | 24 | 99240 | 240 | 1419983 | FALSE | Southeast Fairbanks Census Area | Unpopulated part taken to create the new Denali Borough (02-068) effective December 7, 1990.
56320 | 1416680 | 70.2175 | -150.9764 | Nuiqsut | 332380 | 11 | North Slope | 3 | Arctic Slope Regional Corporation | 18 | 99185 | 185 | 1419978 | FALSE | North Slope Borough | Unpopulated part plus all of the former Kobuk Census Area (02-140) taken to create the new Northwest Arctic Borough (02-188) effective June 2, 1986.
56350 | 1407321 | 64.7194 | -158.1031 | Nulato | 331520 | 6 | Yukon-Koyukuk/Upper Tanana | 9 | Doyon, Limited | 29 | 99290 | 290 | 1419987 | FALSE | Yukon-Koyukuk Census Area | Part taken to create the new Denali Borough (02-068) effective December 7, 1990; 1990 detached population: 1,682.
56600 | 1409405 | 62.5336 | -164.8411 | Nunam Iqua | 332420 | 2 | Lower Yukon-Kuskokwim | 6 | Calista Corporation | 26 | 99270 | 158 | 1419985 | FALSE | Kusilvak Census Area | Formerly known as the Wade Hampton Census Area, FIPS code 270
56680 | 1407339 | 60.8969 | -162.4594 | Nunapitchuk | 331530 | 2 | Lower Yukon-Kuskokwim | 6 | Calista Corporation | 4 | 99050 | 50 | 1419966 | FALSE | Bethel Census Area
57060 | 1407436 | 61.5678 | -161.8636 | Ohogamiut | N/A |  |  | 6 | Calista Corporation | 26 | 99270 | 158 | 1419985 | FALSE | Kusilvak Census Area | Formerly known as the Wade Hampton Census Area, FIPS code 270
57340 | 1407483 | 57.2028 | -153.3039 | Old Harbor | 331540 | 1 | Kodiak | 10 | Koniag, Incorporated | 14 | 99150 | 150 | 1419974 | FALSE | Kodiak Island Borough
58330 | 1407624 | 60.7228 | -161.77 | Oscarville | 331800 | 2 | Lower Yukon-Kuskokwim | 6 | Calista Corporation | 4 | 99050 | 50 | 1419966 | FALSE | Bethel Census Area
58550 | 1407684 | 57.9236 | -152.5022 | Ouzinkie | 332440 | 1 | Kodiak | 10 | Koniag, Incorporated | 14 | 99150 | 150 | 1419974 | FALSE | Kodiak Island Borough
58600 | 1407723 | 61.7014 | -165.8394 | Paimiut | N/A |  |  | 6 | Calista Corporation | 26 | 99270 | 158 | 1419985 | FALSE | Kusilvak Census Area | Formerly known as the Wade Hampton Census Area, FIPS code 270
58660 | 1407737 | 61.5997 | -149.1128 | Palmer | N/A | 5 | Railbelt |  |  | 16 | 99170 | 170 | 1419976 | FALSE | Matanuska-Susitna Borough
58985 | 2419532 | 54.4577 | -162.7071 | Pauloff Harbor | N/A |  |  | 2 | Aleut Corporation | 1 | 99013 | 13 | 1419964 | FALSE | Aleutians East Borough | Created from part of the former Aleutian Islands Census Area (02-010) effective October 23, 1987. The remainder of the former Aleutian Islands Census Area was established as the new Aleutians West Census Area (02-016); 1980 population: 1,643.
59320 | 1866966 | 63.0897 | -145.6131 | Paxson | N/A |  |  |  |  | 25 | 99261 | 261 | 1419984 | FALSE | Valdez-Cordova Census Area
59540 | 1407862 | 59.7872 | -154.1061 | Pedro Bay | 332450 | 10 | Bristol Bay | 5 | Bristol Bay Native Corporation | 15 | 99164 | 164 | 1419975 | FALSE | Lake and Peninsula Borough | Created from part of the Dillingham Census Area (02-070) effective April 24, 1989; 1980 population: 1,384.
59650 | 1424201 | 57.9608 | -136.2275 | Pelican | 332460 | 4 | Southeast |  |  | 10 | 33390 | 105 | 2371430 | FALSE | Hoonah-Angoon Census Area | Created from the remainder of the former Skagway-Hoonah-Angoon Census Area (02-232) when the new Skagway Municipality (02-230) was created effective June 20, 2007; population: 2,574. Part taken to create new Petersburg Borough (02-195) effective January 3, 2013; estimated detached population: 1.
60200 | 1407902 | 55.914 | -159.1633 | Perryville | 332470 | 10 | Bristol Bay | 5 | Bristol Bay Native Corporation | 15 | 99164 | 164 | 1419975 | FALSE | Lake and Peninsula Borough | Created from part of the Dillingham Census Area (02-070) effective April 24, 1989; 1980 population: 1,384.
60310 | 1424228 | 56.8113 | -132.9512 | Petersburg | N/A | 4 | Southeast |  |  | 20 | 99195 | 195 | 2516404 | FALSE | Petersburg Census Area | Created from the remainder of the former Wrangell-Petersburg Census Area (02-280) when the new Wrangell City and Borough was created effective June 1, 2008; estimated population: 4,260. Created from part of former Petersburg Census Area (02-195) and part of Hoonah-Angoon Census Area (02-105) effective January 3, 2013; estimated population 3,203.
60460 | 1407927 | 62.4964 | -150.7656 | Petersville | N/A | 5 | Railbelt |  |  | 16 | 99170 | 170 | 1419976 | FALSE | Matanuska-Susitna Borough
60640 | 1407992 | 57.5642 | -157.5792 | Pilot Point | 332480 | 10 | Bristol Bay | 5 | Bristol Bay Native Corporation | 15 | 99164 | 164 | 1419975 | FALSE | Lake and Peninsula Borough | Created from part of the Dillingham Census Area (02-070) effective April 24, 1989; 1980 population: 1,384.
60750 | 1407993 | 61.9389 | -162.875 | Pilot Station | 331550 | 2 | Lower Yukon-Kuskokwim | 6 | Calista Corporation | 26 | 99270 | 158 | 1419985 | FALSE | Kusilvak Census Area | Formerly known as the Wade Hampton Census Area, FIPS code 270
60860 | 1408054 | 62.0328 | -163.2878 | Pitkas Point | 331560 | 2 | Lower Yukon-Kuskokwim | 6 | Calista Corporation | 26 | 99270 | 158 | 1419985 | FALSE | Kusilvak Census Area | Formerly known as the Wade Hampton Census Area, FIPS code 270
61080 | 1408072 | 59.0131 | -161.8164 | Platinum | 332490 | 2 | Lower Yukon-Kuskokwim | 6 | Calista Corporation | 4 | 99050 | 50 | 1419966 | FALSE | Bethel Census Area
61120 | 1866967 | 64.8814 | -146.8686 | Pleasant Valley | N/A | 5 | Railbelt |  |  | 8 | 99090 | 90 | 1419969 | FALSE | Fairbanks North Star Borough
61190 | 1424323 | 56.3528 | -133.6211 | Point Baker | N/A | 4 | Southeast |  |  | 21 | 99198 | 198 | 1419980 | FALSE | Prince of Wales-Hyder Census Area | Created from the remainder of the former Prince of Wales-Outer Ketchikan Census Area (02-201) after part (Outer Ketchikan area) was annexed by Ketchikan Gateway Borough (02-130) effective May 19, 2008, and part (Meyers Chuck area) included in the new Wrangell City and Borough effective June 1, 2008; estimated population: 6,115. Prince of Wales-Hyder Census Area (02-198) added part of the former Petersburg Census Area (02-195) effective January 3, 2013; estimated added population 613.
61630 | 1408110 | 68.3486 | -166.7347 | Point Hope | 332390 | 11 | North Slope | 3 | Arctic Slope Regional Corporation | 18 | 99185 | 185 | 1419978 | FALSE | North Slope Borough | Unpopulated part plus all of the former Kobuk Census Area (02-140) taken to create the new Northwest Arctic Borough (02-188) effective June 2, 1986.
61700 | 1408115 | 69.7439 | -163.0084 | Point Lay | 332400 | 11 | North Slope | 3 | Arctic Slope Regional Corporation | 18 | 99185 | 185 | 1419978 | FALSE | North Slope Borough | Unpopulated part plus all of the former Kobuk Census Area (02-140) taken to create the new Northwest Arctic Borough (02-188) effective June 2, 1986.
61788 | 1865561 | 61.3597 | -149.9783 | Point MacKenzie | N/A | 5 | Railbelt |  |  | 16 | 99170 | 170 | 1419976 | FALSE | Matanuska-Susitna Borough
61825 | 2582716 | 60.9231 | -150.6882 | Point Possession | N/A | 5 | Railbelt | 8 | Cook Inlet Region, Incorporated | 12 | 99122 | 122 | 1419972 | FALSE | Kenai Peninsula Borough
62125 | 2419181 | 59.5585 | -154.4911 | Pope-Vannoy Landing | N/A |  |  |  |  | 15 | 99164 | 164 | 1419975 | FALSE | Lake and Peninsula Borough | Created from part of the Dillingham Census Area (02-070) effective April 24, 1989; 1980 population: 1,384.
62285 | 1865562 | 58.9061 | -157.7175 | Portage Creek | N/A |  |  | 5 | Bristol Bay Native Corporation | 7 | 99070 | 70 | 1419968 | FALSE | Dillingham Census Area | Part taken to create the new Lake and Peninsula Borough (02-164) effective April 24, 1989; 1980 detached population: 1,384.
62510 | 1424551 | 56.2497 | -134.6444 | Port Alexander | N/A |  |  |  |  | 20 | 99195 | 195 | 2516404 | FALSE | Petersburg Census Area | Created from the remainder of the former Wrangell-Petersburg Census Area (02-280) when the new Wrangell City and Borough was created effective June 1, 2008; estimated population: 4,260. Created from part of former Petersburg Census Area (02-195) and part of Hoonah-Angoon Census Area (02-105) effective January 3, 2013; estimated population 3,203.
62620 | 1408208 | 60.2025 | -154.3128 | Port Alsworth | 332590 | 10 | Bristol Bay |  |  | 15 | 99164 | 164 | 1419975 | FALSE | Lake and Peninsula Borough | Created from part of the Dillingham Census Area (02-070) effective April 24, 1989; 1980 population: 1,384.
63170 | 1408213 | 65.2622 | -166.8458 | Port Clarence | N/A |  |  |  |  | 17 | 99180 | 180 | 1419977 | FALSE | Nome Census Area
63280 | 1413800 | 59.3514 | -151.8297 | Port Graham | N/A | 5 | Railbelt | 7 | Chugach Alaska Corporation | 12 | 99122 | 122 | 1419972 | FALSE | Kenai Peninsula Borough
63390 | 1419072 | 56.9326 | -158.625 | Port Heiden | 332500 | 10 | Bristol Bay | 5 | Bristol Bay Native Corporation | 15 | 99164 | 164 | 1419975 | FALSE | Lake and Peninsula Borough | Created from part of the Dillingham Census Area (02-070) effective April 24, 1989; 1980 population: 1,384.
63610 | 1408218 | 57.8675 | -152.8822 | Port Lions | N/A | 1 | Kodiak | 10 | Koniag, Incorporated | 14 | 99150 | 150 | 1419974 | FALSE | Kodiak Island Borough
63870 | 1866970 | 56.3172 | -133.5981 | Port Protection | N/A | 4 | Southeast |  |  | 21 | 99198 | 198 | 1419980 | FALSE | Prince of Wales-Hyder Census Area | Created from the remainder of the former Prince of Wales-Outer Ketchikan Census Area (02-201) after part (Outer Ketchikan area) was annexed by Ketchikan Gateway Borough (02-130) effective May 19, 2008, and part (Meyers Chuck area) included in the new Wrangell City and Borough effective June 1, 2008; estimated population: 6,115. Prince of Wales-Hyder Census Area (02-198) added part of the former Petersburg Census Area (02-195) effective January 3, 2013; estimated added population 613.
63940 | 1408228 | 58.4922 | -152.5828 | Port William | N/A |  |  | 10 | Koniag, Incorporated | 14 | 99150 | 150 | 1419974 | FALSE | Kodiak Island Borough
64240 | 1424646 | 60.3436 | -149.3442 | Primrose | N/A | 5 | Railbelt |  |  | 12 | 99122 | 122 | 1419972 | FALSE | Kenai Peninsula Borough
64380 | 1408327 | 70.2553 | -148.3372 | Prudhoe Bay | N/A |  |  |  |  | 18 | 99185 | 185 | 1419978 | FALSE | North Slope Borough | Unpopulated part plus all of the former Kobuk Census Area (02-140) taken to create the new Northwest Arctic Borough (02-188) effective June 2, 1986.
64600 | 1408462 | 59.7489 | -161.9158 | Quinhagak | 331570 | 2 | Lower Yukon-Kuskokwim | 6 | Calista Corporation | 4 | 99050 | 50 | 1419966 | FALSE | Bethel Census Area
64820 | 1408519 | 65.505 | -150.17 | Rampart | 332520 | 6 | Yukon-Koyukuk/Upper Tanana | 9 | Doyon, Limited | 29 | 99290 | 290 | 1419987 | FALSE | Yukon-Koyukuk Census Area | Part taken to create the new Denali Borough (02-068) effective December 7, 1990; 1990 detached population: 1,682.
64930 | 1408580 | 61.7611 | -157.3125 | Red Devil | 332250 | 2 | Lower Yukon-Kuskokwim | 6 | Calista Corporation | 4 | 99050 | 50 | 1419966 | FALSE | Bethel Census Area
64980 | 1865564 | 68.0756 | -162.8561 | Red Dog Mine | N/A |  |  |  |  | 19 | 99188 | 188 | 1419979 | FALSE | Northwest Arctic Borough | Created from all of the former Kobuk Census Area (02-140) and an unpopulated part of the North Slope Borough (02-185) effective June 2, 1986; 1980 population: 4,831.
65345 | 1866972 | 60.5319 | -151.0853 | Ridgeway | N/A | 5 | Railbelt |  |  | 12 | 99122 | 122 | 1419972 | FALSE | Kenai Peninsula Borough
65590 | 1408878 | 64.7394 | -155.4869 | Ruby | 332530 | 6 | Yukon-Koyukuk/Upper Tanana | 9 | Doyon, Limited | 29 | 99290 | 290 | 1419987 | FALSE | Yukon-Koyukuk Census Area | Part taken to create the new Denali Borough (02-068) effective December 7, 1990; 1990 detached population: 1,682.
65700 | 1408925 | 61.785 | -161.3203 | Russian Mission | 331580 | 2 | Lower Yukon-Kuskokwim | 6 | Calista Corporation | 26 | 99270 | 158 | 1419985 | FALSE | Kusilvak Census Area | Formerly known as the Wade Hampton Census Area, FIPS code 270
65800 | 1419161 | 56.6 | -169.5417 | Saint George | 332550 | 3 | Aleutians | 2 | Aleut Corporation | 2 | 99016 | 16 | 1419965 | FALSE | Aleutians West Census Area | Created from the remainder of the former Aleutian Islands Census Area (02-010) when the new Aleutians East Borough (02-013) was created effective October 23, 1987; 1980 population: 6,125.
66140 | 1398261 | 62.0531 | -163.1658 | Saint Mary's | 331660 | 2 | Lower Yukon-Kuskokwim | 6 | Calista Corporation | 26 | 99270 | 158 | 1419985 | FALSE | Kusilvak Census Area | Formerly known as the Wade Hampton Census Area, FIPS code 270
66360 | 1408977 | 63.4781 | -162.0392 | Saint Michael | 331670 | 9 | Bering Straits | 4 | Bering Straits Native Corporation | 17 | 99180 | 180 | 1419977 | FALSE | Nome Census Area
66470 | 1419163 | 57.1222 | -170.275 | Saint Paul | 332560 | 3 | Aleutians | 2 | Aleut Corporation | 2 | 99016 | 16 | 1419965 | FALSE | Aleutians West Census Area | Created from the remainder of the former Aleutian Islands Census Area (02-010) when the new Aleutians East Borough (02-013) was created effective October 23, 1987; 1980 population: 6,125.
66510 | 1413901 | 60.6154 | -151.3194 | Salamatof | N/A | 5 | Railbelt | 8 | Cook Inlet Region, Incorporated | 12 | 99122 | 122 | 1419972 | FALSE | Kenai Peninsula Borough
66550 | 2419205 | 64.524 | -146.9021 | Salcha | N/A | 5 | Railbelt |  |  | 8 | 99090 | 90 | 1419969 | FALSE | Fairbanks North Star Borough
67020 | 1419182 | 55.3397 | -160.4972 | Sand Point | 332540 | 3 | Aleutians | 2 | Aleut Corporation | 1 | 99013 | 13 | 1419964 | FALSE | Aleutians East Borough | Created from part of the former Aleutian Islands Census Area (02-010) effective October 23, 1987. The remainder of the former Aleutian Islands Census Area was established as the new Aleutians West Census Area (02-016); 1980 population: 1,643.
67460 | 1409106 | 63.6942 | -170.4789 | Savoonga | 331590 | 9 | Bering Straits |  |  | 17 | 99180 | 180 | 1419977 | FALSE | Nome Census Area
67570 | 1414511 | 55.3183 | -131.5958 | Saxman | N/A |  |  | 12 | Sealaska Corporation | 13 | 99130 | 130 | 1419973 | FALSE | Ketchikan Gateway Borough | Annexed a substantial portion of the former Prince of Wales-Outer Ketchikan Census Area (02-201), including most of the area known as Outer Ketchikan effective May 19, 2008; estimated added population: 7. As a result, the remaining area of the former Prince of Wales-Outer Ketchikan Census Area was renamed Prince of Wales-Hyder Census Area (02-198).
67680 | 1409133 | 61.8428 | -165.5817 | Scammon Bay | 331600 | 2 | Lower Yukon-Kuskokwim | 13 | The Thirteenth Regional Corp | 26 | 99270 | 158 | 1419985 | FALSE | Kusilvak Census Area | Formerly known as the Wade Hampton Census Area, FIPS code 270
68230 | 1413930 | 66.6039 | -160.0069 | Selawik | 331610 | 8 | Northwest Arctic | 11 | NANA Regional Corporation, Incorporated | 19 | 99188 | 188 | 1419979 | FALSE | Northwest Arctic Borough | Created from all of the former Kobuk Census Area (02-140) and an unpopulated part of the North Slope Borough (02-185) effective June 2, 1986; 1980 population: 4,831.
68340 | 1413937 | 59.4381 | -151.7114 | Seldovia | N/A | 5 | Railbelt | 8 | Cook Inlet Region, Incorporated | 12 | 99122 | 122 | 1419972 | FALSE | Kenai Peninsula Borough
68370 | 1865565 | 59.4781 | -151.6519 | Seldovia Village | N/A |  |  |  |  | 12 | 99122 | 122 | 1419972 | FALSE | Kenai Peninsula Borough
68560 | 1414598 | 60.1042 | -149.4422 | Seward | N/A | 5 | Railbelt | 7 | Chugach Alaska Corporation | 12 | 99122 | 122 | 1419972 | FALSE | Kenai Peninsula Borough
68670 | 1409306 | 62.6822 | -159.5619 | Shageluk | 331620 | 6 | Yukon-Koyukuk/Upper Tanana | 9 | Doyon, Limited | 29 | 99290 | 290 | 1419987 | FALSE | Yukon-Koyukuk Census Area | Part taken to create the new Denali Borough (02-068) effective December 7, 1990; 1990 detached population: 1,682.
68890 | 1669434 | 64.3339 | -161.1539 | Shaktoolik | 331630 | 9 | Bering Straits | 4 | Bering Straits Native Corporation | 17 | 99180 | 180 | 1419977 | FALSE | Nome Census Area
| 2369534 | 52.7246 | 174.1121 | Shemya Station | N/A |  |  |  |  | 2 | 99016 | 16 | 1419965 | FALSE | Aleutians West Census Area | Created from the remainder of the former Aleutian Islands Census Area (02-010) when the new Aleutians East Borough (02-013) was created effective October 23, 1987; 1980 population: 6,125.
69770 | 1409434 | 66.2567 | -166.0719 | Shishmaref | 331640 | 9 | Bering Straits | 4 | Bering Straits Native Corporation | 17 | 99180 | 180 | 1419977 | FALSE | Nome Census Area
70100 | 1413983 | 66.8881 | -157.1364 | Shungnak | 331650 | 8 | Northwest Arctic | 11 | NANA Regional Corporation, Incorporated | 19 | 99188 | 188 | 1419979 | FALSE | Northwest Arctic Borough | Created from all of the former Kobuk Census Area (02-140) and an unpopulated part of the North Slope Borough (02-185) effective June 2, 1986; 1980 population: 4,831.
70320 | 2419219 | 62.0192 | -145.3554 | Silver Springs | N/A | 7 | Copper River/Chugach |  |  | 25 | 99261 | 261 | 1419984 | FALSE | Valdez-Cordova Census Area
70540 | 1414736 | 57.0531 | -135.33 | Sitka | N/A | 4 | Southeast | 12 | Sealaska Corporation | 22 | 99220 | 220 | 1419981 | FALSE | Sitka City and Borough
70760 | 1414754 | 59.4583 | -135.3139 | Skagway | 331190 | 4 | Southeast |  |  | 23 | 99230 | 230 | 2339479 | FALSE | Skagway Municipality | Created from part of the former Skagway-Hoonah-Angoon Census Area (02-232) effective June 20, 2007; boundaries are identical to Skagway census subarea; population: 862. The remainder of the former Skagway-Hoonah-Angoon Census Area was established as the new Hoonah-Angoon Census Area (02-105).
70870 | 1866975 | 61.9903 | -151.3978 | Skwentna | N/A |  |  |  |  | 16 | 99170 | 170 | 1419976 | FALSE | Matanuska-Susitna Borough
70930 | 1409698 | 62.7069 | -143.9611 | Slana | 331195 | 7 | Copper River/Chugach |  |  | 25 | 99261 | 261 | 1419984 | FALSE | Valdez-Cordova Census Area
71090 | 1409747 | 61.7025 | -157.1697 | Sleetmute | 332260 | 2 | Lower Yukon-Kuskokwim | 6 | Calista Corporation | 4 | 99050 | 50 | 1419966 | FALSE | Bethel Census Area
71640 | 1414025 | 60.4878 | -151.0583 | Soldotna | N/A | 5 | Railbelt |  |  | 12 | 99122 | 122 | 1419972 | FALSE | Kenai Peninsula Borough
71750 | 1409869 | 64.5608 | -164.4392 | Solomon | N/A |  |  | 4 | Bering Straits Native Corporation | 17 | 99180 | 180 | 1419977 | FALSE | Nome Census Area
72190 | 1409961 | 58.7156 | -156.9981 | South Naknek | 332280 | 10 | Bristol Bay | 5 | Bristol Bay Native Corporation | 5 | 99060 | 60 | 1419967 | FALSE | Bristol Bay Borough
72230 | 2582717 | 64.8091 | -147.7854 | South Van Horn | N/A | 5 | Railbelt |  |  | 8 | 99090 | 90 | 1419969 | FALSE | Fairbanks North Star Borough
72960 | 1410158 | 63.5222 | -162.2881 | Stebbins | 331680 | 9 | Bering Straits | 4 | Bering Straits Native Corporation | 17 | 99180 | 180 | 1419977 | FALSE | Nome Census Area
72985 | 2582718 | 64.9295 | -147.3953 | Steele Creek | N/A | 5 | Railbelt |  |  | 8 | 99090 | 90 | 1419969 | FALSE | Fairbanks North Star Borough
73070 | 1414063 | 60.5372 | -150.7647 | Sterling | N/A | 5 | Railbelt |  |  | 12 | 99122 | 122 | 1419972 | FALSE | Kenai Peninsula Borough
73290 | 1410198 | 66.0064 | -149.0908 | Stevens Village | 332570 | 6 | Yukon-Koyukuk/Upper Tanana | 9 | Doyon, Limited | 29 | 99290 | 290 | 1419987 | FALSE | Yukon-Koyukuk Census Area | Part taken to create the new Denali Borough (02-068) effective December 7, 1990; 1990 detached population: 1,682.
73400 | 1410241 | 61.7831 | -156.5881 | Stony River | 332270 | 2 | Lower Yukon-Kuskokwim | 6 | Calista Corporation | 4 | 99050 | 50 | 1419966 | FALSE | Bethel Census Area
73950 | 1415091 | 60.8897 | -149.4211 | Sunrise | N/A | 5 | Railbelt |  |  | 12 | 99122 | 122 | 1419972 | FALSE | Kenai Peninsula Borough
74340 | 1410439 | 61.5436 | -150.5125 | Susitna | N/A |  |  |  |  | 16 | 99170 | 170 | 1419976 | FALSE | Matanuska-Susitna Borough
74350 | 2419291 | 62.1523 | -149.7344 | Susitna North | N/A | 5 | Railbelt |  |  | 16 | 99170 | 170 | 1419976 | FALSE | Matanuska-Susitna Borough
74525 | 2419240 | 61.7963 | -148.8505 | Sutton-Alpine | N/A | 5 | Railbelt |  |  | 16 | 99170 | 170 | 1419976 | FALSE | Matanuska-Susitna Borough
74610 | 1410562 | 62.9886 | -156.0642 | Takotna | 332580 | 6 | Yukon-Koyukuk/Upper Tanana | 9 | Doyon, Limited | 29 | 99290 | 290 | 1419987 | FALSE | Yukon-Koyukuk Census Area | Part taken to create the new Denali Borough (02-068) effective December 7, 1990; 1990 detached population: 1,682.
74830 | 1410591 | 62.3239 | -150.1094 | Talkeetna | N/A | 5 | Railbelt |  |  | 16 | 99170 | 170 | 1419976 | FALSE | Matanuska-Susitna Borough
75050 | 1410618 | 63.3853 | -143.3464 | Tanacross | 331220 | 6 | Yukon-Koyukuk/Upper Tanana | 9 | Doyon, Limited | 24 | 99240 | 240 | 1419983 | FALSE | Southeast Fairbanks Census Area | Unpopulated part taken to create the new Denali Borough (02-068) effective December 7, 1990.
75077 | 1865567 | 61.6269 | -149.4281 | Tanaina | N/A | 5 | Railbelt |  |  | 16 | 99170 | 170 | 1419976 | FALSE | Matanuska-Susitna Borough
75160 | 1410629 | 65.1719 | -152.0789 | Tanana | 332600 | 6 | Yukon-Koyukuk/Upper Tanana | 9 | Doyon, Limited | 29 | 99290 | 290 | 1419987 | FALSE | Yukon-Koyukuk Census Area | Part taken to create the new Denali Borough (02-068) effective December 7, 1990; 1990 detached population: 1,682.
75380 | 1415193 | 60.8647 | -146.6786 | Tatitlek | 332610 | 7 | Copper River/Chugach | 7 | Chugach Alaska Corporation | 25 | 99261 | 261 | 1419984 | FALSE | Valdez-Cordova Census Area
75480 | 1410694 | 62.0589 | -145.4284 | Tazlina | N/A | 7 | Copper River/Chugach | 1 | Ahtna, Incorporated | 25 | 99261 | 261 | 1419984 | FALSE | Valdez-Cordova Census Area
75800 | 1410727 | 63.3839 | -153.2822 | Telida | N/A | 6 | Yukon-Koyukuk/Upper Tanana | 9 | Doyon, Limited | 29 | 99290 | 290 | 1419987 | FALSE | Yukon-Koyukuk Census Area | Part taken to create the new Denali Borough (02-068) effective December 7, 1990; 1990 detached population: 1,682.
75930 | 1410730 | 65.2636 | -166.3608 | Teller | 331685 | 9 | Bering Straits | 4 | Bering Straits Native Corporation | 17 | 99180 | 180 | 1419977 | FALSE | Nome Census Area
76260 | 1415210 | 57.7808 | -135.2189 | Tenakee Springs | 332630 | 4 | Southeast |  |  | 10 | 33390 | 105 | 2371430 | FALSE | Hoonah-Angoon Census Area | Created from the remainder of the former Skagway-Hoonah-Angoon Census Area (02-232) when the new Skagway Municipality (02-230) was created effective June 20, 2007; population: 2,574. Part taken to create new Petersburg Borough (02-195) effective January 3, 2013; estimated detached population: 1.
76590 | 1410765 | 63.1351 | -142.5239 | Tetlin | 331200 | 6 | Yukon-Koyukuk/Upper Tanana |  |  | 24 | 99240 | 240 | 1419983 | FALSE | Southeast Fairbanks Census Area | Unpopulated part taken to create the new Denali Borough (02-068) effective December 7, 1990.
76970 | 1865568 | 56.2019 | -132.185 | Thom's Place | N/A |  |  |  |  | 27 | 99275 | 275 | 2516402 | FALSE | Wrangell City and Borough | Created from part of the former Wrangell-Petersburg Census Area (02-280) and part of Prince of Wales-Outer Ketchikan Census Area (02-201) (Meyers Chuck area) effective June 1, 2008; estimated population: 2,448. The remainder of the former Wrangell-Petersburg Census Area was established as the new Petersburg Census Area (02-195) effective June 1, 2008.
77140 | 1669435 | 55.6878 | -132.5222 | Thorne Bay | 331210 | 4 | Southeast |  |  | 21 | 99198 | 198 | 1419980 | FALSE | Prince of Wales-Hyder Census Area | Created from the remainder of the former Prince of Wales-Outer Ketchikan Census Area (02-201) after part (Outer Ketchikan area) was annexed by Ketchikan Gateway Borough (02-130) effective May 19, 2008, and part (Meyers Chuck area) included in the new Wrangell City and Borough effective June 1, 2008; estimated population: 6,115. Prince of Wales-Hyder Census Area (02-198) added part of the former Petersburg Census Area (02-195) effective January 3, 2013; estimated added population 613.
77690 | 1411039 | 59.0619 | -160.3764 | Togiak | 331690 | 10 | Bristol Bay | 5 | Bristol Bay Native Corporation | 7 | 99070 | 70 | 1419968 | FALSE | Dillingham Census Area | Part taken to create the new Lake and Peninsula Borough (02-164) effective April 24, 1989; 1980 detached population: 1,384.
77800 | 1411046 | 63.3367 | -142.9856 | Tok | 331220 | 6 | Yukon-Koyukuk/Upper Tanana |  |  | 24 | 99240 | 240 | 1419983 | FALSE | Southeast Fairbanks Census Area | Unpopulated part taken to create the new Denali Borough (02-068) effective December 7, 1990.
78240 | 1411060 | 60.5338 | -165.1037 | Toksook Bay | 331700 | 2 | Lower Yukon-Kuskokwim | 6 | Calista Corporation | 4 | 99050 | 50 | 1419966 | FALSE | Bethel Census Area
78297 | 1865569 | 62.0839 | -146.0703 | Tolsona | N/A | 7 | Copper River/Chugach |  |  | 25 | 99261 | 261 | 1419984 | FALSE | Valdez-Cordova Census Area
78350 | 1411105 | 61.6558 | -145.1753 | Tonsina | N/A | 7 | Copper River/Chugach |  |  | 25 | 99261 | 261 | 1419984 | FALSE | Valdez-Cordova Census Area
78680 | 1417100 | 62.3167 | -150.2314 | Trapper Creek | N/A | 5 | Railbelt |  |  | 16 | 99170 | 170 | 1419976 | FALSE | Matanuska-Susitna Borough
78790 | 1411295 | 61.1025 | -160.9617 | Tuluksak | 332710 | 2 | Lower Yukon-Kuskokwim | 6 | Calista Corporation | 4 | 99050 | 50 | 1419966 | FALSE | Bethel Census Area
79120 | 1411324 | 60.3431 | -162.6631 | Tuntutuliak | 332720 | 2 | Lower Yukon-Kuskokwim | 6 | Calista Corporation | 4 | 99050 | 50 | 1419966 | FALSE | Bethel Census Area
79230 | 1410644 | 60.5856 | -165.2558 | Tununak | 331710 | 2 | Lower Yukon-Kuskokwim | 6 | Calista Corporation | 4 | 99050 | 50 | 1419966 | FALSE | Bethel Census Area
79780 | 1416737 | 59.0792 | -160.275 | Twin Hills | 332730 | 10 | Bristol Bay | 5 | Bristol Bay Native Corporation | 7 | 99070 | 70 | 1419968 | FALSE | Dillingham Census Area | Part taken to create the new Lake and Peninsula Borough (02-164) effective April 24, 1989; 1980 detached population: 1,384.
79830 | 1397685 | 64.8722 | -147.0383 | Two Rivers | N/A | 5 | Railbelt |  |  | 8 | 99090 | 90 | 1419969 | FALSE | Fairbanks North Star Borough
79890 | 1414206 | 61.0681 | -151.1369 | Tyonek | N/A | 5 | Railbelt | 10 | Koniag, Incorporated | 12 | 99122 | 122 | 1419972 | FALSE | Kenai Peninsula Borough
| 1897130 | 57.7667 | -153.4 | Uganik | N/A |  |  |  |  | 14 | 99150 | 150 | 1419974 | FALSE | Kodiak Island Borough
80100 | 1411486 | 57.5131 | -157.3975 | Ugashik | N/A |  |  | 5 | Bristol Bay Native Corporation | 15 | 99164 | 164 | 1419975 | FALSE | Lake and Peninsula Borough | Created from part of the Dillingham Census Area (02-070) effective April 24, 1989; 1980 population: 1,384.
80330 | 1411511 | 60.4997 | -165.1989 | Umkumiute | N/A |  |  | 6 | Calista Corporation | 4 | 99050 | 50 | 1419966 | FALSE | Bethel Census Area
80660 | 1411517 | 63.8731 | -160.7881 | Unalakleet | 332850 | 9 | Bering Straits | 4 | Bering Straits Native Corporation | 17 | 99180 | 180 | 1419977 | FALSE | Nome Census Area
80770 | 1419424 | 53.8736 | -166.5367 | Unalaska | 332860 | 3 | Aleutians | 2 | Aleut Corporation | 2 | 99016 | 16 | 1419965 | FALSE | Aleutians West Census Area | Created from the remainder of the former Aleutian Islands Census Area (02-010) when the new Aleutians East Borough (02-013) was created effective October 23, 1987; 1980 population: 6,125.
80880 | 1419430 | 55.1841 | -160.505 | Unga | N/A |  |  | 2 | Aleut Corporation | 1 | 99013 | 13 | 1419964 | FALSE | Aleutians East Borough | Created from part of the former Aleutian Islands Census Area (02-010) effective October 23, 1987. The remainder of the former Aleutian Islands Census Area was established as the new Aleutians West Census Area (02-016); 1980 population: 1,643.
81980 | 1411608 | 57.6378 | -153.9994 | Uyak | N/A |  |  |  |  | 14 | 99150 | 150 | 1419974 | FALSE | Kodiak Island Borough
82200 | 1412465 | 61.1308 | -146.3483 | Valdez | N/A | 7 | Copper River/Chugach | 7 | Chugach Alaska Corporation | 25 | 99261 | 261 | 1419984 | FALSE | Valdez-Cordova Census Area
82420 | 1411644 | 67.0139 | -146.4186 | Venetie | 332880 | 6 | Yukon-Koyukuk/Upper Tanana |  |  | 29 | 99290 | 290 | 1419987 | FALSE | Yukon-Koyukuk Census Area | Part taken to create the new Denali Borough (02-068) effective December 7, 1990; 1990 detached population: 1,682.
82750 | 1411728 | 70.6369 | -160.0383 | Wainwright | 332410 | 11 | North Slope | 3 | Arctic Slope Regional Corporation | 18 | 99185 | 185 | 1419978 | FALSE | North Slope Borough | Unpopulated part plus all of the former Kobuk Census Area (02-140) taken to create the new Northwest Arctic Borough (02-188) effective June 2, 1986.
82860 | 1404755 | 65.6092 | -168.0875 | Wales | 331730 | 9 | Bering Straits | 4 | Bering Straits Native Corporation | 17 | 99180 | 180 | 1419977 | FALSE | Nome Census Area
82970 | 1415612 | 55.4119 | -131.7228 | Ward Cove | N/A |  |  |  |  | 13 | 99130 | 130 | 1419973 | FALSE | Ketchikan Gateway Borough | Annexed a substantial portion of the former Prince of Wales-Outer Ketchikan Census Area (02-201), including most of the area known as Outer Ketchikan effective May 19, 2008; estimated added population: 7. As a result, the remaining area of the former Prince of Wales-Outer Ketchikan Census Area was renamed Prince of Wales-Hyder Census Area (02-198).
83080 | 1411788 | 61.5814 | -149.4394 | Wasilla | N/A | 5 | Railbelt |  |  | 16 | 99170 | 170 | 1419976 | FALSE | Matanuska-Susitna Borough
84000 | 1744590 | 56.1153 | -133.1208 | Whale Pass | 331230 | 4 | Southeast |  |  | 21 | 99198 | 198 | 1419980 | FALSE | Prince of Wales-Hyder Census Area | Created from the remainder of the former Prince of Wales-Outer Ketchikan Census Area (02-201) after part (Outer Ketchikan area) was annexed by Ketchikan Gateway Borough (02-130) effective May 19, 2008, and part (Meyers Chuck area) included in the new Wrangell City and Borough effective June 1, 2008; estimated population: 6,115. Prince of Wales-Hyder Census Area (02-198) added part of the former Petersburg Census Area (02-195) effective January 3, 2013; estimated added population 613.
84070 | 1411989 | 64.6814 | -163.4056 | White Mountain | 332890 | 9 | Bering Straits | 4 | Bering Straits Native Corporation | 17 | 99180 | 180 | 1419977 | FALSE | Nome Census Area
84120 | 2582719 | 64.1528 | -145.9064 | Whitestone | N/A | 5 | Railbelt |  |  | 24 | 99240 | 240 | 1419983 | FALSE | Southeast Fairbanks Census Area | Unpopulated part taken to create the new Denali Borough (02-068) effective December 7, 1990.
84200 | 1866976 | 58.0711 | -135.4297 | Whitestone Logging Camp | N/A |  |  |  |  | 10 | 33390 | 105 | 2371430 | FALSE | Hoonah-Angoon Census Area | Created from the remainder of the former Skagway-Hoonah-Angoon Census Area (02-232) when the new Skagway Municipality (02-230) was created effective June 20, 2007; population: 2,574. Part taken to create new Petersburg Borough (02-195) effective January 3, 2013; estimated detached population: 1.
84510 | 1415757 | 60.7731 | -148.6839 | Whittier | N/A | 5 | Railbelt | 7 | Chugach Alaska Corporation | 25 | 99261 | 261 | 1419984 | FALSE | Valdez-Cordova Census Area
85280 | 1417146 | 61.7472 | -150.0375 | Willow | N/A | 5 | Railbelt |  |  | 16 | 99170 | 170 | 1419976 | FALSE | Matanuska-Susitna Borough
85290 | 1412074 | 61.8197 | -145.2122 | Willow Creek | N/A | 7 | Copper River/Chugach |  |  | 25 | 99261 | 261 | 1419984 | FALSE | Valdez-Cordova Census Area
85610 | 1414284 | 67.41 | -150.1075 | Wiseman | N/A |  |  |  |  | 29 | 99290 | 290 | 1419987 | FALSE | Yukon-Koyukuk Census Area | Part taken to create the new Denali Borough (02-068) effective December 7, 1990; 1990 detached population: 1,682.
85680 | 1866977 | 57.6822 | -152.6686 | Womens Bay | N/A | 1 | Kodiak |  |  | 14 | 99150 | 150 | 1419974 | FALSE | Kodiak Island Borough
-188 | 2575186 | 57.7817 | -152.3491 | Woody Island | N/A |  |  | 10 | Koniag, Incorporated | 14 | 99150 | 150 | 1419974 | FALSE | Kodiak Island Borough
86380 | 1415843 | 56.4708 | -132.3767 | Wrangell | N/A | 4 | Southeast |  |  | 27 | 99275 | 275 | 2516402 | FALSE | Wrangell City and Borough | Created from part of the former Wrangell-Petersburg Census Area (02-280) and part of Prince of Wales-Outer Ketchikan Census Area (02-201) (Meyers Chuck area) effective June 1, 2008; estimated population: 2,448. The remainder of the former Wrangell-Petersburg Census Area was established as the new Petersburg Census Area (02-195) effective June 1, 2008.
86490 | 1415858 | 59.5469 | -139.7272 | Yakutat | 332900 | 4 | Southeast | 12 | Sealaska Corporation | 28 | 99282 | 282 | 1419986 | FALSE | Yakutat City and Borough | Created from part of the former Skagway-Yakutat-Angoon Census Area (02-231) effective September 22, 1992. The remainder of the former Skagway-Yakutat-Angoon Census Area was established as the new Skagway-Hoonah-Angoon Census Area (02-232) effective September 22, 1992; 1990 population: 725.